## Summary
Description | Value | Actual Load KVA
| As per the Sanction Letter | Usage measured on 1of every month
Utility Sanction Load KVA | 14000 KVA | 7760 KVA
Utility Minimum Demand % | 75
Capacity Installed | Transformer kW | No of TX | Catcher TX kW | No. Of catcher | Actual Load kW | Generator kW | No of DG | Catcher DG kW | No. Of catcher | UPS kW | UPS Config | IT capacity Installed kW | IT Power Sold in kW ( concidering unity as PF) | Allocated IT Power to customer ( Taking 50% as divercity factor for rated power customer ) | IT kW Usage | Avaialble IT kW Design-Used | Available IT kW Design-Sold | Available IT kW Design-Sold ( Allocated capacity) | MAX Rack Capacity | Racks which can be placed on floor | Rack losss ( Cage+ non standard rack+ path) | Available space | Designed White Space ( in SQ FT) | Used White Space( in SQ FT) | Avaialble White Space ( in SQ FT)
| Mention the design kW capacity of Transformer |  |  |  |  | Mention the design kW capacity of Generator |  |  |  | Mention the design N capacity in kw in a N+N Configuration |  | Installed including interfloor shared capacity | Customer subscribed IT kW | Allocated power | Measured on 1st of every month | Measured on 1st of every month | Measured on 1st of every month | Measured on 1st of every month
L1 | 2475 | 1 | 2475 | 1 | 1046 | 2400 | 1 | 2400 | 1 | 2160 | Bank A ( 1250 KVA* 2) & Bank B (600 KVA *4 ) | 2160 | 2160 | 2160 | 954.8006 | 1205.1994 | 0 | 0 | 220 | 220 | 0 | 0 | 7384 | 7384 | 0
L2 | 2475 | 1 |  |  | 860 | 2400 | 1 |  |  | 2160 | Bank A ( 1250 KVA* 2) & Bank B (600 KVA *4 ) | 2160 | 2160 | 2160 | 737.8038 | 1422.1962 | 0 | 0 | 220 | 220 | 0 | 0 | 7384 | 7384 | 0
L3 | 2475 | 1 |  |  | 837 | 2400 | 1 |  |  | 2160 | Bank A ( 1250 KVA* 2) & Bank B (600 KVA *4 ) | 2160 | 2160 | 2160 | 914.5887 | 1245.4113 | 0 | 0 | 220 | 220 | 0 | 0 | 7384 | 7384 | 0
L4 | 2025 | 1 | 2250 | 1 | 1048 | 1600 | 1 | 2000 | 1 | 1440 | Bank A ( 400 KVA* 4) & Bank B (400 KVA *4 ) | 1440 | 1484.18 | 1410.34 | 614.1673 | 825.8327 | -44.18 | 29.66 | 392 | 313.9524 | 69 | 9.0476 | 7300 | 7300 | 0
L5 | 2025 | 1 |  |  | 1062 | 1800 | 1 |  |  | 1440 | Bank A ( 400 KVA* 4) & Bank B (400 KVA *4 ) | 820 | 933.87 | 815.685 | 589.6992 | 230.3008 | -113.87 | 4.315 | 353 | 286.1429 | 50 | 16.8571 | 9200 | 9200 | 0
L6 | [11 empty] | 620 | 1080.49 | 831.245 | 500.8762 | 119.1238 | -460.49 | -211.245 | 258 | 244.7143 | 34 | -20.7143 | 6000 | 6000 | 0
L7 | 2250 | 1 |  |  | 193 | 1800 | 1 |  |  | 1700 | Bank A ( 450 KVA* 4) & Bank B (450 KVA *4 ) | 1400 | 1436.8 | 1346.4 | 563.715 | 836.285 | -36.8 | 53.6 | 261 | 251.7143 | 13 | -3.7143 | 6850 | 6850 | 0 | From L7 To L6 & l5 =150 KVA L6+ 120 KVA L5
Total | [9 empty] | 11060 |  | 10760 | 11415.34 | 10883.67 | 4875.6508 | 5884.3492 |  |  | 1924 | 1756.5238 | 166
[19 empty] | 1924 | 1922.5238

## Terminated
[18 empty] | Divisification |  | 0.5 | Rated to Consumed |  | #REF! |  | Actual PUE | 2.21 | Actual Unit Rate: | 10.35 | 18246.9202 | Genset Hr/Mo | 70.5
|  |  | Billing Model |  | Space | [8 empty] | Power Capacity | [10 empty] | Power Usage |  |  |  |  | Seating Space | [7 empty] | Revenue (Monthly ) | [6 empty] | Contract Information
Floor | Floor / Module | Customer Name | Power Subscription Model (Rated/Subscribed) | Power Usage Model (Bundled / Metered) | Subscription Mode | Caged /Uncaged | UoM | Subscription | In Use | Yet to be given/ | Billed | Reserved Capacity if any (Non-Billable) | Per Unit rate (MRC) | Subscription Model | UoM | Total Capacity Purchased | Capacity in Use | Capacity to be given | Reserved Capacity if any | Subscribed Capacity to be given in KW | "Allocated" Capacity in KW (for KVA subscribed customer 50% diversity is used to make kW ) | DC NW Infra | Billable Additional Capacity | Additional Capacity Charges (MRC) | Usage Model | Multiplier | Uit rate Model (Fixed/Variable) | Unit Rate (per KW-HR) | No Of Units (KW-HR/ Month | Subscription Model | UoM | Subscription | In Use | Yet to be given | Billed | Reserved Capacity if any | Per Unit rate | Space revenue including capacity | Additional Capacity Revenue | Power Usage revenue | Seating Space | Any Other Items | Total Revenue | Billing Frequency | Sales Order ref No | Contract Start Date | Term of Contract (No of Years) | Current Exiry Date | Remarks if any | Avg revenue /Rack /Month | Avg revenue /KW /Month | Net Revenue / Resvd KW | Proj Net Revenue / Resvd KW | Sold Net Revenue / Resvd KW | Total Rev (Cap + Power) | Capacity Revenue | Power Revenue | Cost of Power @ Act Usage | Proj Cost of Power @ Reserv Cap | Cost of Power @ Design Use | Net Rev Total | Target Capacity Revenue | Capacity Surplus/Leakage | Power Surplus/Leakage | Contribution to Target | KW |  | Power Surplus/Leakage | Capacity Surplus/Leakage | Total Surplus/Leakage | Power Surplus/Leakage / KW | Capacity Surplus/Leakage / KW | Total Surplus/Leakage / KW
L5 | L5A-05-11 | KESCO (Kanpur Elec) | Rated | Bundled | Rack | Uncaged | No of Racks | 1 | 0 | 1 | 0 |  | 51666.6667 | Rated | KVA | 0 | 0 | 0 |  | 0 | 0 | 0 | 0 | 0 | Bundled | [8 empty] | 0 |  |  |  | 0 | 0 | 0 | 0 | 26719.9722 | 26719.9722 |  | 721003675 & 711080579 |  |  |  |  | 26719.9722 | #DIV/0! | #DIV/0! | #DIV/0! | #DIV/0! | 0 | #REF! | #REF! | 0 | 0 | 0 | #DIV/0! | #REF! | #REF! | #REF! | #REF! | 0 | #DIV/0! | 0 | #DIV/0! | #DIV/0! | #DIV/0! | #DIV/0! | #DIV/0!
L4 | L4-F-24 & L4-F-29 | Adani Wilmar Limited | Rated | Bundled | Rack | Uncaged | No of Racks | 4 | 0 | 0 | 0 |  | 42333.3333 | Rated | KVA | 0 | 0 | 0 |  | 0 | 0 | 0 | 0 | 5833.3333 | Bundled | [8 empty] | 0 |  |  | 0 | 0 | 0 | 0 | 0 | 22750 | 22750 |  | 121000894 & 121000913 | 2020-01-01 | 1 | 2020-12-31 |  | 5687.5 | #DIV/0! | #DIV/0! | #DIV/0! | #DIV/0! | 0 | #REF! | #REF! | 0 | 0 | 0 | #DIV/0! | #REF! | #REF! | #REF! | #REF! | 0 | #DIV/0! | 0 | #DIV/0! | #DIV/0! | #DIV/0! | #DIV/0! | #DIV/0!
L5 | L5B-01-05 & L5B-01-06 | MJUNCTION SERVICES LIMITED | Rated | Bundled | Rack | Uncaged | No of Racks | 2 | 0 | 0 | 0 |  | 66666.6667 | Rated | KVA | 0 | 0 | 0 |  | 0 | 0 | 0 | 0 | 6666.6667 | Bundled |  |  |  |  | No of Seats | No of Seats | 0 | 0 | 0 | 0 |  | 0 | 0 | 0 | 0 | 0 |  | 0 |  | 721004949 |  |  |  |  | 0 | #DIV/0! | #DIV/0! | #DIV/0! | #DIV/0! | 0 | #REF! | #REF! | 0 | 0 | 0 | #DIV/0! | #REF! | #REF! | #REF! | #REF! | 0 | #DIV/0! | 0 | #DIV/0! | #DIV/0! | #DIV/0! | #DIV/0! | #DIV/0!
L4 | L4-E-29 | E2 Info Solution | Rated | Bundled | U space | Uncaged | U Space | 2 | 0 | 2 | 0 |  | 2291.6667 | Rated | KVA | 0 | 0 | 0 |  | 0 | 0 |  | 0 | 7500 | Bundled | [8 empty] | 0 |  |  | 0 | 0 | 0 | 0 | 0 | 0 | 0 | [6 empty] | 0 | #DIV/0! | #DIV/0! | #DIV/0! | #DIV/0! | 0 | #REF! | #REF! | 0 | 0 | 0 | #DIV/0! | #REF! | #REF! | #REF! | #REF! | 0 | #DIV/0! | 0 | #DIV/0! | #DIV/0! | #DIV/0! | #DIV/0! | #DIV/0!
L6 | L6-F-25 | NGC Broadband | Rated | Bundled | U space | Uncaged | U Space | 2 | 2 | 0 | 2 |  | 2916.6667 | Rated | KVA | 0.5 | 0.28 | 0.22 |  | 0.11 | 0.25 |  | 0 | 8250 | Bundled | [8 empty] | 0 |  |  |  | 5833.3333 | 0 | 0 | 0 | 0 | 5833.3333 | [6 empty] | 116666.6667 | 23333.3333 | 23333.3333 | 15304.6884 | 5086.4131 | 5833.3333 | #REF! | #REF! | 0 | 2007.1612 | 4561.7301 | 5833.3333 | #REF! | #REF! | #REF! | #REF! | 0.25 | 23333.3333 | 4561.7301 | #REF! | #REF! | 18246.9202 | #REF! | #REF!
L6 | L6-D-30, L6-D-29 | ECSO | Rated | Bundled | Rack | Uncaged | No of Racks | 2 | 0 | 2 | 0 |  | 48333.3333 | Rated | KVA | 0 | 0 | 0 |  | 0 | 0 | 0 | 0 | 9166.6667 | Bundled | [8 empty] | 0 |  |  | 0 | 0 | 0 | 0 | 0 | 0 | 0 | [6 empty] | 0 | #DIV/0! | #DIV/0! | #DIV/0! | #DIV/0! | 0 | #REF! | #REF! | 0 | 0 | 0 | #DIV/0! | #REF! | #REF! | #REF! | #REF! | 0 | #DIV/0! | 0 | #DIV/0! | #DIV/0! | #DIV/0! | #DIV/0! | #DIV/0!
L5 | Server Hall 5A L5A-01-08 | RACSANN TECHNOLOGIES PVT LTD | Rated | Bundled | U space | Uncaged | U Space | 5 | 5 | 0 | 5 |  | 2500 | Rated | KVA | 1.25 | 1.01 | 0.24 |  | #VALUE! | #VALUE! |  | 0 | 8750 | Bundled | [8 empty] | 0 |  |  |  | 12500 | 0 | 0 | 0 | 7500 | 20000 |  | 121001215 |  |  |  |  | 160000 | #VALUE! | #VALUE! | #VALUE! | #VALUE! | 12500 | #VALUE! | #VALUE! | #VALUE! | #VALUE! | #VALUE! | #VALUE! | #REF! | #VALUE! | #VALUE! | #VALUE! | #VALUE! | #VALUE! | #VALUE! | #VALUE! | #VALUE! | #VALUE! | #VALUE! | #VALUE!
L4 | Server Hall L4 L4-D-29 | Balaji Teleworks | Rated | Bundled | U space | Uncaged | U Space | 6 | 6 | 0 | 6 |  | 3194.4444 | Rated | KVA | 0.55556 | 1.11 | -0.55444 |  | 0 | #VALUE! |  | 0.55444 | 8250 | Bundled | [8 empty] | 0 |  |  | 0 | 19166.6667 | 4574.1667 | 0 | 0 | 0 | 23740.8333 | [6 empty] | 158272.2222 | #VALUE! | #VALUE! | #VALUE! | #VALUE! | 23740.8333 | #VALUE! | #VALUE! | #VALUE! | #VALUE! | #VALUE! | #VALUE! | #REF! | #VALUE! | #VALUE! | #VALUE! | #VALUE! | #VALUE! | #VALUE! | #VALUE! | #VALUE! | #VALUE! | #VALUE! | #VALUE!
L6 | Server Hall L6 L6-E-03 | SAIKRITI TECHSOFT PVT LTD | Rated | Bundled | U space | Uncaged | U Space | 21 | 21 | 0 | 21 |  | 1388.8889 | Rated | KVA | 1.5 | 3.38 | -1.88 |  | 0 | #VALUE! |  | 1.88 | 8333.3333 | Bundled | [8 empty] | 0 |  |  |  | 29166.6667 | 15666.6667 | 0 | 0 | 0 | 44833.3333 | [6 empty] | 85396.8254 | #VALUE! | #VALUE! | #VALUE! | #VALUE! | 44833.3333 | #VALUE! | #VALUE! | #VALUE! | #VALUE! | #VALUE! | #VALUE! | #REF! | #VALUE! | #VALUE! | #VALUE! | #VALUE! | #VALUE! | #VALUE! | #VALUE! | #VALUE! | #VALUE! | #VALUE! | #VALUE!
L6 | Server Hall L6 L6-F-25 | ACME DIGINET CORPORATION PVT LTD | Rated | Bundled | U space | Uncaged | U Space | 6 | 6 | 0 | 6 |  | 2416.6667 | Rated | KVA | 1.5 | 2.67 | -1.17 |  | 0 | #VALUE! |  | 1.17 |  | Bundled | [8 empty] | 0 |  |  |  | 14500 | 0 | 0 | 0 | 0 | 14500 | [6 empty] | 96666.6667 | #VALUE! | #VALUE! | #VALUE! | #VALUE! | 14500 | #VALUE! | #VALUE! | #VALUE! | #VALUE! | #VALUE! | #VALUE! | #REF! | #VALUE! | #VALUE! | #VALUE! | #VALUE! | #VALUE! | #VALUE! | #VALUE! | #VALUE! | #VALUE! | #VALUE! | #VALUE!
L4 | Server Hall L4 L4-D-29 | NAS INTERNET SERVICES PVT LTD | Rated | Bundled | U space | Uncaged | U Space | 3 | 3 | 0 | 3 |  | 2916.6667 | Rated | KVA | 0.75 | 0.61 | 0.14 |  | #VALUE! | #VALUE! |  | 0 | 7500 | Bundled | [8 empty] | 0 |  |  | 0 | 8750 | 0 | 0 | 0 | 0 | 8750 | [6 empty] | 116666.6667 | #VALUE! | #VALUE! | #VALUE! | #VALUE! | 8750 | #VALUE! | #VALUE! | #VALUE! | #VALUE! | #VALUE! | #VALUE! | #REF! | #VALUE! | #VALUE! | #VALUE! | #VALUE! | #VALUE! | #VALUE! | #VALUE! | #VALUE! | #VALUE! | #VALUE! | #VALUE!
L5 | Server Hall 5A L5A-04-11 | SIMPLE TELECOM PVT LTD | Rated | Bundled | U space | Uncaged | U Space | 11 | 11 | 0 | 11 |  | 909.0909 | Rated | KVA | 1 | 2.1 | -1.1 |  | 0 | #VALUE! |  | 1.1 |  | Bundled | [34 empty] | #VALUE! | [5 empty] | #VALUE!
L7 | L7-E-05 | SWAKSH INFRATECH | Rated | Bundled | Rack | Uncaged | No of Racks | 1 | 1 | 0 | 1 |  | 37500 | Rated | KVA | 3 | 0 | 3 |  | 1.5 | 1.5 | 0 | 0 |  | Bundled | [8 empty] | 0 |  |  | 0 | 37500 | 0 | 0 | 0 | 0 | 37500 | [6 empty] | 37500 | 25000 | 25000 | 6753.0797 | 6753.0797 | 37500 | #REF! | #REF! | 0 | 27370.3804 | 27370.3804 | 37500 | #REF! | #REF! | #REF! | #REF! | 1.5 | 25000 | 27370.3804 | #REF! | #REF! | 18246.9202 | #REF! | #REF!
L5 | L5A-02-02, L5A-02-03, L5A-02-04, L5A-02-05, L5A-02-06 & L5A-02-10 | L&T (RVNL) | Rated | Bundled | Rack | Uncaged | No of Racks | 6 | 6 | 0 | 6 |  | 59361.2778 | Rated | KVA | 84.65 | 84.65 | 0 |  | 0 | 42.325 | 14.66 | 0 | 7725 | Bundled | [8 empty] | 0 |  |  |  | 356167.6667 | 0 | 0 | 0 |  | 356167.6667 |  | Renewal | 2020-04-01 | 1 | 2021-03-31 |  | 59361.2778 | 8415.066 | 2094.9277 | 2094.9277 | -9831.8543 | 356167.6667 | #REF! | #REF! | 267499.8509 | 267499.8509 | 772300.8996 | 88667.8158 | #REF! | #REF! | #REF! | #REF! | 42.325 | 2094.9277 | 504801.0487 | #REF! | #REF! | 11926.782 | #REF! | #REF!
L6 | L6-B-33 | DEHRADUN E NET SOLUTIONS (P) LTD. | Rated | Bundled | Rack | Uncaged | No of Racks | 1 | 1 | 0 | 1 |  | 36875 | Rated | KVA | 3.5 | 3.33 | 0.17 |  | 0.085 | 1.75 | 2.41 | 0 | 7500 | Bundled | [8 empty] | 0 |  |  |  | 36875 | 0 | 0 | 0 |  | 36875 | [6 empty] | 36875 | 21071.4286 | -4057.1873 | -4943.4663 | 2824.5083 | 36875 | #REF! | #REF! | 43975.0778 | 45526.066 | 31932.1104 | -7100.0778 | #REF! | #REF! | #REF! | #REF! | 1.75 | -4057.1873 | -12042.9674 | #REF! | #REF! | -6881.6956 | #REF! | #REF!
L6 | L6-D-03 | EMINENCE SOFTECH PVT LTD | Subscribed | Metered | Rack | Uncaged | No of Racks | 1 | 1 | 0 | 1 |  | 22500 | Subscribed | KW | 3 | 0.037634 | 2.9624 |  | 2.9624 | 3 | 0.037634 | 0 | 7916.6667 | Metered | 1 | Fixed | 17 | 28 |  |  |  |  | 0 |  |  | 0 | 22500 | 0 | 476 | 0 | 0 | 22976 | [6 empty] | 22976 | 7658.6667 | 7405.449 | 7405.449 | 2567.5178 | 22976 | 22500 | 476 | 759.6531 | 759.6531 | 46529.6466 | 22216.3469 | #REF! | #REF! | -283.6531 | #REF! | 3 | 7405.449 | -283.6531 | #REF! | #REF! | -94.551 | #REF! | #REF!
L7 | L7-F-26 to L7-F-29 | NEXTRA ONLINE SERVICES PRIVATE LIMITED | Subscribed | Metered | Rack | Uncaged | No of Racks | 4 | 4 | 0 | 4 |  | 31100 | Subscribed | KW | 16.6 | 6.8954 | 9.7046 |  | 9.7046 | 16.6 | 6.8954 | 0 | 0 | Metered | 1 | Fixed | 0 | 4964.7 |  |  |  |  | 0 |  |  | 0 | 124400 | 0 | 0 | 0 | 0 | 124400 | [6 empty] | 31100 | 7493.9759 | -620.1585 | -620.1585 | -8015.9063 | 124400 | 124400 | 0 | 134694.6306 | 134694.6306 | 257464.0447 | -10294.6306 | #REF! | #REF! | -134694.6306 | #REF! | 16.6 | -620.1585 | -134694.6306 | #REF! | #REF! | -8114.1344 | #REF! | #REF!
L5 | Server Hall 5A L5A-04-11 | NESECURE TELECOM | Rated | Bundled | U space | Uncaged | U Space | 6 | 6 | 0 | 6 |  | 1666.6667 | Rated | KVA | 1 | 0.05 | 0.95 |  | 9.2194 | 9.7046 |  | 0 | 9166.6667 | Bundled | [8 empty] | 0 |  |  |  | 10000 | 0 | 0 | 0 | 0 | 10000 | [6 empty] | 66666.6667 | 1030.4409 | #VALUE! | #VALUE! | #VALUE! | 10000 | #VALUE! | #VALUE! | #VALUE! | #VALUE! | #VALUE! | #VALUE! | 0 | #VALUE! | #VALUE! | #VALUE! | 9.7046 | #VALUE! | #VALUE! | #VALUE! | #VALUE! | #VALUE! | #VALUE! | #VALUE!
L4 | L4-E-27 & L4-E-28 | CLOUDFLARE INC | Subscribed | Bundled | Rack | Uncaged | No of Racks | 2 | 2 | 0 | 2 |  | 1840 | Subscribed | KVA | 14.36 | 8.0506 | 6.3094 |  | 6.3094 | 14.36 | 7.2456 | 0 | 250 | Bundled | 1 | Fixed | 0 | 5216.81 |  |  |  |  | 0 |  |  |  | 3680 | 0 | 0 | 0 | 0 | 3680 |  | 121000084 |  |  |  |  | 1840 | 256.2674 | #VALUE! | #VALUE! | #VALUE! | 3680 | #VALUE! | #VALUE! | #VALUE! | #VALUE! | #VALUE! | #VALUE! | #REF! | #VALUE! | #VALUE! | #VALUE! | 14.36 | #VALUE! | #VALUE! | #VALUE! | #VALUE! | #VALUE! | #VALUE! | #VALUE!
L6 | L6-D-01, L6-D-02 | Cloudflare | Subscribed | Bundled | Rack | Uncaged | No of Racks | 2 | 2 | 0 | 2 |  | 1840 | Subscribed | KW | 13 | 0 | 13 |  | 13 | 13 | 0 | 0 | 283 | Bundled | 1 | Fixed | 0 | 0 |  |  |  |  | 0 |  |  |  | 3680 | 0 | 0 | 0 | 0 | 3680 | [6 empty] | 1840 | 283.0769 | #VALUE! | #VALUE! | #VALUE! | 3680 | #VALUE! | #VALUE! | #VALUE! | #VALUE! | #VALUE! | #VALUE! | #REF! | #VALUE! | #VALUE! | #VALUE! | 13 | #VALUE! | #VALUE! | #VALUE! | #VALUE! | #VALUE! | #VALUE! | #VALUE!
L4 | L4-F-30 | CP WHOLESALE INDIA PVT LTD | Rated | Metered | Rack | Uncaged | No of Racks | 1 | 1 | 0 | 1 |  | 30000 | Rated | KVA | 9 | 9 | 0 |  | 0 | #VALUE! | 0.81202 | 0 | 0 | Metered | 1 | Fixed | 17 | 604.14 |  |  |  |  | 0 |  |  |  | 30000 | 0 | 10270.38 | 0 | 50000 | 90270.38 |  | 721005527 & 711120937 |  |  |  |  | 90270.38 | #VALUE! | #VALUE! | #VALUE! | #VALUE! | 40270.38 | 30000 | 10270.38 | #VALUE! | #VALUE! | #VALUE! | #VALUE! | #REF! | #REF! | #VALUE! | #REF! | #VALUE! | #VALUE! | #VALUE! | #VALUE! | #VALUE! | #VALUE! | #VALUE! | #VALUE!
L4 | L4-E-33 | CP WHOLESALE INDIA PVT LTD | Rated | Metered | Rack | Uncaged | No of Racks | 1 | 1 | 0 | 1 |  | 35972.2222 | Rated | KVA | 8 | 10.62 | -2.62 |  | 0 | #VALUE! | 4.4698 | 2.62 | 7500 | Metered | 1 | Fixed | 15.75 | 3325.52 |  |  |  |  | 0 |  |  |  | 35972.2222 | 19650 | 52376.94 | 0 | 50000 | 157999.1622 |  | 721005527 & 711120937 |  |  |  |  | 157999.1622 | #VALUE! | #VALUE! | #VALUE! | #VALUE! | 107999.1622 | 55622.2222 | 52376.94 | #VALUE! | #VALUE! | #VALUE! | #VALUE! | #REF! | #REF! | #VALUE! | #REF! | #VALUE! | #VALUE! | #VALUE! | #VALUE! | #VALUE! | #VALUE! | #VALUE! | #VALUE!
L7 | L7-A-15, L7-A-16, L7-A-17 & L7-A-18 | Stackpath | Subscribed | Metered | Rack | Caged | No of Racks | 4 | 4 | 0 | 4 |  | 0 | Subscribed | KW | 30 | 12.1669 | 17.8331 |  | 17.8331 | 30 | 12.1669 | 0 | 0 | Metered |  | Fixed | 0 | 9052.2 |  |  |  |  | 0 |  |  | 0 | 0 | 0 | 0 | 0 | 0 | 0 | [6 empty] | 0 | 0 | -8186.3472 | -8186.3472 | -15509.8822 | 0 | 0 | 0 | 245590.4153 | 245590.4153 | 465296.4664 | -245590.4153 | #REF! | #REF! | -245590.4153 | #REF! | 30 | -8186.3472 | -245590.4153 | #REF! | #REF! | -8186.3472 | #REF! | #REF!
L4 | L4-E-23 | iBOSS, INC. | Rated | Bundled | Rack | Uncaged | No of Racks | 1 | 1 | 0 | 1 |  | 75833.3333 | Rated | KVA | 5 | 19.62 | -14.62 |  | 0 | 2.5 | 5.49 | 14.62 | 0 | Bundled | [8 empty] | 0 |  |  | 0 | 75833.3333 | 0 | 0 | 0 | 131541.6667 | 207375 |  | 121000513 | 2019-08-23 | 3 | 2022-08-22 |  | 207375 | 82950 | -9736.9035 | -9736.9035 | 12086.4131 | 75833.3333 | #REF! | #REF! | 100175.5922 | 100175.5922 | 45617.3006 | -24342.2588 | #REF! | #REF! | #REF! | #REF! | 2.5 | -9736.9035 | -54558.2915 | #REF! | #REF! | -21823.3166 | #REF! | #REF!
L7 | L7-F-25 | ONEOTT INTERTAINMENT LTD | Subscribed | Metered | Rack | Uncaged | No of Racks | 1 | 1 | 0 | 1 |  |  | Subscribed | KW | 2.5 |  | 2.5 |  | 2.5 | 2.5 | 0 | 0 |  | Metered
L5 | L5A-01-06 | STAR BROADBAND SERVICES I PVT LTD | Rated | Bundled | U space | Uncaged | U Space | 1 | 1 | 0 | 1 |  | 4583.3333 | Rated | KVA | 0.25 | 0.26 | -0.01 |  | 0 | #VALUE! |  | 0.01 | 7500 | Bundled | [8 empty] | 0 |  |  |  | 4583.3333 | 75 | 0 | 0 | 12500 | 17158.3333 |  | 121000867 |  |  |  |  | 686333.3333 | #VALUE! | #VALUE! | #VALUE! | #VALUE! | 4658.3333 | #VALUE! | #VALUE! | #VALUE! | #VALUE! | #VALUE! | #VALUE! | #REF! | #VALUE! | #VALUE! | #VALUE! | #VALUE! | #VALUE! | #VALUE! | #VALUE! | #VALUE! | #VALUE! | #VALUE! | #VALUE!
L5 | L5A-02-01 | PRACTION NETWORKS PVT LTD | Rated | Bundled | U space | Uncaged | U Space | 4 | 4 | 0 | 4 |  | 2916.6667 | Rated | KVA | 1 | 0.17 | 0.83 |  | #VALUE! | #VALUE! |  | 0 | 9166.6667 | Bundled | [8 empty] | 0 |  |  |  | 11666.6667 | 0 | 0 | 0 | 13333.3333 | 25000 |  | 121000185 |  |  |  |  | 250000 | #VALUE! | #VALUE! | #VALUE! | #VALUE! | 11666.6667 | #VALUE! | #VALUE! | #VALUE! | #VALUE! | #VALUE! | #VALUE! | #REF! | #VALUE! | #VALUE! | #VALUE! | #VALUE! | #VALUE! | #VALUE! | #VALUE! | #VALUE! | #VALUE! | #VALUE! | #VALUE!
L4 | Server Hall L4 L4-D-29 | SPEEDNET UNIQUE NETWORK PVT LTD | Rated | Bundled | U space | Uncaged | U Space | 1 | 1 | 0 | 1 |  | 2916.6667 | Rated | KVA | 0.25 | 0.13 | 0.12 |  | 0 | 0 |  | 0 | 0 | Bundled | [8 empty] | 0 |  |  | 0 | 2916.6667 | 0 | 0 | 0 | 0 | 2916.6667 | [6 empty] | 116666.6667 | #DIV/0! | #DIV/0! | #DIV/0! | #DIV/0! | 2916.6667 | #REF! | #REF! | 0 | 0 | 0 | #DIV/0! | #REF! | #REF! | #REF! | #REF! | 0 | #DIV/0! | 0 | #DIV/0! | #DIV/0! | #DIV/0! | #DIV/0! | #DIV/0!
L4 | Server Hall L4 L4-E-29 | FIBLIB DIGITAL NETWORKS | Rated | Bundled | U space | Uncaged | U Space | 2 | 2 | 0 | 2 |  | 3125 | Rated | KVA | 0.5 | 0.25 | 0.25 |  | 0 | 0 |  | 0 |  | Bundled | [8 empty] | 0 |  |  | 0 |  | 0 | 0 | 0 | 0 | 0 | [6 empty] | 0 | #DIV/0! | #DIV/0! | #DIV/0! | #DIV/0! | 0 | #REF! | #REF! | 0 | 0 | 0 | #DIV/0! | #REF! | #REF! | #REF! | #REF! | 0 | #DIV/0! | 0 | #DIV/0! | #DIV/0! | #DIV/0! | #DIV/0! | #DIV/0!
L6 | L6-G-26 to L6-G-33, L6-F-26 to L6-F-33 | GLORYBIRD INDIA PRIVATE LIMITED | Subscribed | Bundled | Rack | Uncaged | No of Racks | 16 | 16 | 0 | 16 |  | 127680 | Subscribed | KW | 78 | 0 | 78 |  | 78 | 78 | 0 | 0 | 0 | Bundled | 1 | Fixed | 0 | 0 |  |  |  |  | 0 |  |  | 0 | 2042880 | 0 | 0 | 0 | 0 | 2042880 | [6 empty] | 127680 | 26190.7692 | 26190.7692 | 7943.849 | 7943.849 | 2042880 | #REF! | #REF! | 0 | 1423259.7795 | 1423259.7795 | 2042880 | #REF! | #REF! | #REF! | #REF! | 78 | 26190.7692 | 1423259.7795 | #REF! | #REF! | 18246.9202 | #REF! | #REF!
L6 | Server Hall L6 L6-F-24 | IPNET BROADBAND NETWORK PVT LTD ( 29U TO 30U) | Rated | Bundled | U space | Uncaged | U Space | 2 | 2 | 0 | 2 |  | 1500 | Rated | KVA | 0.3 | 0.04 | 0.26 |  | 0 | 0 |  | 0 |  | Bundled | [8 empty] | 0 |  |  |  | 3000 | 0 | 0 | 0 | 0 | 3000 | [6 empty] | 60000 | #DIV/0! | #DIV/0! | #DIV/0! | #DIV/0! | 3000 | #REF! | #REF! | 0 | 0 | 0 | #DIV/0! | #REF! | #REF! | #REF! | #REF! | 0 | #DIV/0! | 0 | #DIV/0! | #DIV/0! | #DIV/0! | #DIV/0! | #DIV/0!
L4 | L4-C-28 | UNITAS GLOBAL INDIA PVT LTD | Rated | Bundled | Rack | Uncaged | No of Racks | 1 | 1 | 0 | 1 |  | 56816.6667 | Rated | KVA | 5 | 3.56 | 1.44 |  | 0 | 0 | 0.91 | 0 | 10000 | Bundled | [8 empty] | 0 |  |  | 0 | 56816.6667 | 0 | 0 | 0 | 100380 | 157196.6667 |  | 121001564 |  |  |  |  | 157196.6667 | #DIV/0! | #DIV/0! | #DIV/0! | #DIV/0! | 56816.6667 | #REF! | #REF! | 64.155 | 64.155 | 0 | #DIV/0! | #REF! | #REF! | #REF! | #REF! | 0 | #DIV/0! | -64.155 | #DIV/0! | #DIV/0! | 1 | #DIV/0! | #DIV/0!
L4 | L4-C-29 | SUBSPACE COMMUNICATION LLC | Subscribed | Bundled | Rack | Uncaged | No of Racks | 1 | 1 | 0 | 1 |  | 75600 | Subscribed | KW | 4 | 0.35442 | 3.6456 |  | 3.6456 | 4 | 0.35442 | 0 | 0 | Bundled |  |  |  | 255.18 |  |  |  |  | 0 |  |  | 0 | 75600 | 0 | 0 | 0 | 0 | 75600 | [6 empty] | 75600 | 18900 | #DIV/0! | #DIV/0! | #DIV/0! | 75600 | #REF! | #REF! | 24.9864 | 282 | 282 | #DIV/0! | #REF! | #REF! | #REF! | #REF! | 4 | #DIV/0! | 257.0136 | #DIV/0! | #DIV/0! | 1 | #DIV/0! | #DIV/0!
L5 | L5A-01-01 | THE NAGALAND STATE CO-OPERATIVE BANK LTD | Rated | Bundled | Rack | Uncaged | No of Racks | 1 | 1 | 0 | 1 |  | 6666.6667 | Rated | KVA | 3 | 4.49 | -1.49 |  | 0 | 1.5 | 1.17 | 1.49 | 0 | Bundled | [8 empty] | 0 |  |  |  | 6666.6667 | 0 | 0 | 0 | 833.3333 | 7500 |  | Renewal |  |  |  |  | 7500 | 5000 | -9788.1534 | -9788.1534 | -13802.4758 | 6666.6667 | #REF! | #REF! | 21348.8967 | 21348.8967 | 27370.3804 | -14682.23 | #REF! | #REF! | #REF! | #REF! | 1.5 | -9788.1534 | 6021.4837 | #REF! | #REF! | 4014.3225 | #REF! | #REF!
L5 | L5A-01-11 | PEERCAST TELECOM INDIA PRIVATE LIMITED | Subscribed | Metered | Rack | Uncaged | No of Racks | 1 | 1 | 0 | 1 |  | 15666.6667 | Subscribed | KW | 3 | 1.5194 | 1.4806 |  | 1.4806 | 3 | 1.5194 | 0 |  | Metered | 1 | Fixed |  | 1130.46 |  |  |  |  | 0 |  |  |  |  | 0 | 0 | 0 |  | 0 | [6 empty] | 0 | 0 | #VALUE! |  |  | 0 | 0 | 0 | #VALUE! |  |  | #VALUE! | #REF! | #REF! | #VALUE! | #REF! | 3 | #VALUE! | #VALUE! | #REF! | #VALUE! | #VALUE! | #REF! | #VALUE!
L5 | L5A-02-01 | ISHAN NETSOL PVT LTD | Rated | Bundled | U space | Uncaged | U Space | 5 | 5 | 0 | 5 |  | 2083.335 | Rated | KVA | 1.25 | 0.78 | 0.47 |  | 0 | 0 | 0.66 | 0 | 7500 | Bundled | [8 empty] | 0 |  |  |  | 10416.675 | 0 | 0 | 0 | 9334 | 19750.675 |  | 121000328 |  |  |  |  | 158005.4 | #DIV/0! | 3.878 | 3.878 | 1.2445 | 10416.675 | #REF! | #REF! | 0 | 0 | 0 | 0 | #REF! | #REF! | #REF! | #REF! | 0 | 3.878 | 0 | #REF! | #REF! | #REF! | #REF! | #REF!
L5 | L5A-07-05, L5A-07-06, L5A-07-07, L5A-06-06, L5A-06-07 & L5A-06-08 | AGRICULTURE INSURANCE COMPANY OF INDIA LIMITED | Rated | Metered | Rack | Uncaged | No of Racks | 6 | 6 | 0 | 6 |  | 21666.6667 | Rated | KVA | 45 | 26.34 | 18.66 |  | 9.33 | 22.5 | 5.3492 | 0 | 0 | Metered | 1 | Fixed | 14.516 | 3979.84 | No of Seats | No of Seats | 1 | 1 | 0 | 1 |  | 8333.3333 | 130000 | 0 | 57771.3574 | 8333.3333 |  | 196104.6908 |  | 721005172 |  |  |  |  | 32684.1151 | 8715.764 | 3546.5084 | 3546.5084 | -700.2492 | 187771.3574 | 130000 | 57771.3574 | 107974.9186 | 107974.9186 | 348972.3498 | 79796.4388 | #REF! | #REF! | -50203.5612 | #REF! | 22.5 | 3546.5084 | -50203.5612 | #REF! | #REF! | -2231.2694 | #REF! | #REF!
L5 | L5A-07-03 | AGRICULTURE INSURANCE COMPANY OF INDIA LIMITED | Rated | Metered | Rack | Uncaged | No of Racks | 1 | 1 | 0 | 1 |  | 21666.6667 | Rated | KVA | 3 | 8.32 | -5.32 |  | 0 | 1.5 | 0.19746 | 5.32 | 0 | Metered | 1 | Fixed | 14.516 | 146.91 |  |  |  |  | 0 |  |  |  | 21666.6667 | 0 | 2132.5456 | 0 |  | 23799.2122 |  | 121001567 |  |  |  |  | 23799.2122 | 15866.1415 | 13208.9835 | 13208.9835 | 7966.4174 | 23799.2122 | 21666.6667 | 2132.5456 | 3985.7369 | 3985.7369 | 23264.8233 | 19813.4753 | #REF! | #REF! | -1853.1914 | #REF! | 1.5 | 13208.9835 | -1853.1914 | #REF! | #REF! | -1235.4609 | #REF! | #REF!
L5 | L5B-10-15, L5B-10-16, L5B-10-17, L5B-10-18, L5B-11-15 & L5B-11-16 | AGRICULTURE INSURANCE COMPANY OF INDIA LIMITED | Rated | Metered | Rack | Uncaged | No of Racks | 6 | 6 | 0 | 6 |  | 21666.6667 | Rated | KVA | 50 | 43.1 | 6.9 |  | 3.45 | 25 | 3.2057 | 0 | 0 | Metered | 1 | Fixed | 14.516 | 2385.03 | No of Seats | No of Seats | 1 | 1 | 0 | 1 |  | 8333.3333 | 130000 | 0 | 34621.0955 | 8333.3333 | 0 | 172954.4288 |  | 721004381, 721004451 & 721004508 |  |  |  |  | 28825.7381 | 6918.1772 | 3996.5647 | 3996.5647 | -1278.027 | 164621.0955 | 130000 | 34621.0955 | 64706.9782 | 64706.9782 | 387747.0553 | 99914.1173 | #REF! | #REF! | -30085.8827 | #REF! | 25 | 3996.5647 | -30085.8827 | #REF! | #REF! | -1203.4353 | #REF! | #REF!
L5 | L5A-05-08, L5A-05-09 & L5A-05-10 | DENSO INTERNATIONAL INDIA PVT LTD | Rated | Bundled | Rack | Uncaged | No of Racks | 1 | 1 | 0 | 1 |  | 44722.2222 | Rated | KVA | 6 | 6 | 0 |  | 0 | #REF! | 1.87 | 0 | 7500 | Bundled | [8 empty] | 0 |  |  |  | 44722.2222 | 0 | 0 | 0 | 22916.6667 | 67638.8889 |  | Renewal |  |  |  |  | 67638.8889 | #REF! | #REF! | #REF! | #REF! | 44722.2222 | #REF! | #REF! | 0 | 0 | #REF! | #REF! | #REF! | #REF! | #REF! | #REF! | #REF! | #REF! | #REF! | #REF! | #REF! | #REF! | #REF! | #REF!
L5 | L5B-01-03 & L5B-01-04 | BHARAT SANCHAR NIGAM LIMITED-HOSTING | Rated | Bundled | Rack | Uncaged | No of Racks | 2 | 2 | 0 | 2 |  | 50000 | Rated | KVA | 6 | 4.68 | 1.32 |  | 0.66 | 3 | 0.93 | 0 | 8166.6667 | Bundled | [8 empty] | 0 |  |  |  | 100000 | 0 | 0 | 0 | 10000 | 110000 |  | 721005561 |  |  |  |  | 55000 | 36666.6667 | 27676.7881 | 23662.4656 | 15086.4131 | 100000 | #REF! | #REF! | 16969.6358 | 29012.6032 | 54740.7608 | 83030.3642 | #REF! | #REF! | #REF! | #REF! | 3 | 27676.7881 | 37771.1249 | #REF! | #REF! | 12590.375 | #REF! | #REF!
L6 | L6-B-33 | STG SOFTWARE SOLUTION PRIVATE LIMITED | Rated | Bundled | Rack | Uncaged | No of Racks | 1 | 1 | 0 | 1 |  |  | Rated | KVA | 12 | 7.31 | 4.69 |  | 2.345 | 6 | 6.3907 |  |  | Bundled |  |  |  | 4601.3 | [30 empty] | 109481.5215 | [5 empty] | 6
L5 | L5A-01-10 | PEERCAST TELECOM INDIA PRIVATE LIMITED | Subscribed | Metered | Rack | Uncaged | No of Racks | 1 | 1 | 0 | 1 |  |  | Subscribed | KW | 3 | 1.0708 | 1.9292 |  | 1.9292 | 3 | 1.0708 | 0 |  | Metered | 1 | Fixed |  | 770.95 |  |  |  |  | 0 |  |  |  |  | 0 | 0 | 0 |  | 0 | [6 empty] | 0 | 0 | -6972.0779 |  |  | 0 | 0 | 0 | 20916.2337 |  |  | -20916.2337 | #REF! | #REF! | -20916.2337 | #REF! | 3 | -6972.0779 | -20916.2337 | #REF! | #REF! | -6972.0779 | #REF! | #REF!
L7 | L7-F-18 | DELACON TECH SOLUTIONS PRIVATE LIMITED | Rated | Bundled | U space | Uncaged | U Space | 6 | 6 | 0 | 6 |  |  | Rated | KVA | 1.5 | 2.1 | -0.6 |  | 0 | #REF! |  | 0.6
L6 | L6-F-24 | REISNET BROADBAND PRIVATE LIMITED ( 5U TO 8U) | Rated | Bundled | U space | Uncaged | U Space | 4 | 4 | 0 | 4 |  |  | Rated | KVA | 1 | 0.3 | 0.7 |  | #REF! | #REF! |  | 0 |  | Bundled | [34 empty] | #REF! |  | #REF! |  |  |  | #REF!
L1 | NOI-TB-L1-A-15 TO NOI-TB-L1-A-17 | ACRO ENGINEERING | Subscribed | Metered | Rack | Uncaged | Racks | 3 | 3 | 0 | 3 |  | 474999 | Subscribed | KW | 27 | 0 | 27 |  | 27 | 27 | 0 | 0 |  | Bundal Metered |  |  |  | 0 | [44 empty] | Noida -02
Note on H3: Sreejith G: Formula added
Note on O3: Sreejith G: Formula
Note on Z3: Sreejith G: Formula
Note on N4: Mayank: RFP is for 6 Years
Note on AQ4: Mayank: 20 Mb Internet link
Note on Q5: 8257: 6 KVA + 2 KVA
Note on AQ5: 8257: Additional 2 KVA + 2 Nos of Safe vault + 9 Nos of ECC
Note on AQ10: Mayank: 5 Nos of FCC
Note on Q11: Mayank Jain: 500 W
Note on I17: Mayank: PO 1 for 5 Racks PO 2 for 1 Rack
Note on Q17: Mayank Jain: 6 Rack with 36 KVA + Addi 48.65
Note on Q18: Mayank: 1 KVA + 2 KVA additional
Note on AQ24: Mayank: 50 Mbps internet link
Note on I25: Mayank: OCM Rack @ 750000 OVM Rack @ 320000 Rack @ 225000
Note on N25: Mayank: OCM Rack @ 750000 OVM Rack @ 320000 Rack @ 225000
Note on AQ25: Mayank: 50 Mbps internet link
Note on AQ29: Mayank: RHS + Fiber Cross Connect
Note on AQ30: Mayank: Fiber cross connect for ISP & Google - 2 Nos
Note on AQ35: Mayank Jain: 6 FCC + SH + 100 ILL
Note on AQ37: Mayank: RHS
Note on AQ38: Mayank: 20 MB + 32 Extra IP
Note on AQ39: 8257: 1 No of Ethernet cross connect + 1 No of Fiber cross connect
Note on Q40: Mayank: 7.5 KW per Rack
Note on I43: Mayank: 1 Rack - 6 KVA 1 Rack - 3 KVA 1 Rack - 0 KVA
Note on N43: Mayank: Rs 860000 for 1 Rack - 6 KVA Rs 550000 for 1 Rack - 3 KVA Rs 200000 for 1 Rack - 0 KVA
Note on Q43: Mayank: 6 KVA + 3 KVA +3KVA +3 KVA ADDITIONAL
Note on AQ43: Mayank: RHS + Safe vault space + Tape rotaion + 3rd rack space
Note on AQ44: Mayank: 4 Nos of Fiber Cross Connect
Note on AQ46: Mayank: 20 MB + 32 Extra IP

## Noida-01
[21 empty] | Divisification |  | 0.5 | Rated to Consumed |  | #REF! |  | Actual PUE | 2.21 | Actual Unit Rate: | 10.35 | 18246.9202 | Genset Hr/Mo | 70.5
[6 empty] | Billing Model |  | Space | [8 empty] | Power Capacity | [10 empty] | Power Usage |  |  |  |  | Seating Space | [7 empty] | Revenue (Monthly ) | [6 empty] | Contract Information
Floor | Floor / Module | Customer Name | RHS/SH | Sitting Space (Subscription) | IR DATE | Power Subscription Model (Rated/Subscribed) | Power Usage Model (Bundled / Metered) | Subscription Mode | Caged /Uncaged | UoM | Subscription | In Use | Yet to be given/ | Billed | Reserved Capacity if any (Non-Billable) | Per Unit rate (MRC) | Subscription Model | UoM | Total Capacity Purchased | Capacity in Use | Capacity to be given | Reserved Capacity if any | Subscribed Capacity to be given in KW | "Allocated" Capacity in KW (for KVA subscribed customer 50% diversity is used to make kW ) | DC NW Infra | Billable Additional Capacity | Additional Capacity Charges (MRC) | Usage Model | Multiplier | Uit rate Model (Fixed/Variable) | Unit Rate (per KW-HR) | No Of Units (KW-HR/ Month | Subscription Model | UoM | Subscription | In Use | Yet to be given | Billed | Reserved Capacity if any | Per Unit rate | Space revenue including capacity | Additional Capacity Revenue | Power Usage revenue | Seating Space | Any Other Items | Total Revenue | Billing Frequency | Sales Order ref No | Contract Start Date | Term of Contract (No of Years) | Current Exiry Date | Remarks if any | Avg revenue /Rack /Month | Avg revenue /KW /Month | Net Revenue / Resvd KW | Proj Net Revenue / Resvd KW | Sold Net Revenue / Resvd KW | Total Rev (Cap + Power) | Capacity Revenue | Power Revenue | Cost of Power @ Act Usage | Proj Cost of Power @ Reserv Cap | Cost of Power @ Design Use | Net Rev Total | Target Capacity Revenue | Capacity Surplus/Leakage | Power Surplus/Leakage | Contribution to Target | KW |  | Power Surplus/Leakage | Capacity Surplus/Leakage | Total Surplus/Leakage | Power Surplus/Leakage / KW | Capacity Surplus/Leakage / KW | Total Surplus/Leakage / KW
L5 | L5A-01-02 | V2 RETAIL LTD | NO |  |  | Rated | Bundled | Rack | Uncaged | No of Racks | 1 | 1 | 0 | 1 |  | 43312.5 | Rated | KVA | 8.93 | 9.77 | -0.84 |  | 0 | 4.465 | 5.1572 | 0.84 | 8333.3333 | Bundled |  |  |  | 3465.64 |  |  |  |  | 0 |  |  |  | 43312.5 | 7000 | 0 | 0 | 51916.6667 | 102229.1667 |  | Renewal |  |  |  |  | 102229.1667 | 22895.67 | -9789.9065 | -9789.9065 | -6978.7232 | 50312.5 | #REF! | #REF! | 94024.4324 | 94024.4324 | 81472.4989 | -43711.9324 | #REF! | #REF! | #REF! | #REF! | 4.465 | -9789.9065 | -12551.9335 | #REF! | #REF! | -2811.1833 | #REF! | #REF!
L5 | L5A-06-10 | V2 RETAIL LTD | NO |  |  | Rated | Bundled | Rack | Uncaged | No of Racks | 1 | 1 | 0 | 1 |  | 85000 | Rated | KVA | 10 | 7.46 | 2.54 |  | 1.27 | 5 | 2.9673 | 0 | 7500 | Bundled |  |  |  | 1994.05 |  |  |  |  | 0 |  |  |  | 85000 | 0 | 0 | 0 |  | 85000 |  | 721006057 |  |  |  |  | 85000 | 17000 | 6180.0984 | 6180.0984 | -1246.9202 | 85000 | #REF! | #REF! | 54099.5081 | 54099.5081 | 91234.6012 | 30900.4919 | #REF! | #REF! | #REF! | #REF! | 5 | 6180.0984 | 37135.0931 | #REF! | #REF! | 7427.0186 | #REF! | #REF!
L5 | L5A-02-08 | EXCITEL BROADBAND PVT LTD | YES |  |  | Rated | Metered | Rack | Uncaged | No of Racks | 1 | 1 | 0 | 1 |  | 25000 | Rated | KVA | 3 | 4.07 | -1.07 |  | 0 | 1.5 | 1.396 | 1.07 | 0 | Metered | 1 | Fixed | 19 | 938.08 |  |  |  |  | 0 |  |  |  | 25000 | 0 | 17823.52 | 0 | 2083.3333 | 44906.8533 |  | 721004322 |  |  |  |  | 44906.8533 | 29937.9022 | 11581.9809 | 11581.9809 | 12978.5845 | 42823.52 | 25000 | 17823.52 | 25450.5487 | 25450.5487 | 23264.8233 | 17372.9713 | #REF! | #REF! | -7627.0287 | #REF! | 1.5 | 11581.9809 | -7627.0287 | #REF! | #REF! | -5084.6858 | #REF! | #REF!
L5 | L5A-02-11 & L5A-02-12 | NEEL METAL PRODUCTS LTD(JBM) | YES |  |  | Subscribed | Metered | Rack | Uncaged | No of Racks | 2 | 2 | 0 | 2 |  | 64916.6667 | Subscribed | KW | 7.5 | 5.6367 | 1.8633 |  | 1.8633 | 7.5 | 5.6367 | 0 | 9166.6667 | Metered | 1 | Fixed | 19.5 | 3787.87 |  |  |  |  | 0 |  |  |  | 129833.3333 | 0 | 73863.465 | 0 | 1287.5 | 204984.2983 |  | Renewal |  |  |  |  | 102492.1492 | 27331.2398 | 13457.3487 | 13457.3487 | 13934.1289 | 203696.7983 | 129833.3333 | 73863.465 | 102766.6828 | 102766.6828 | 116324.1166 | 100930.1155 | #REF! | #REF! | -28903.2178 | #REF! | 7.5 | 13457.3487 | -28903.2178 | #REF! | #REF! | -3853.7624 | #REF! | #REF! | not able to trace in inventory or Oracle.
L5 | L5A-03-10 | NEEL METAL PRODUCTS LTD(JBM) | YES |  |  | Subscribed | Metered | Rack | Uncaged | No of Racks | 1 | 0 | 1 | 0 |  |  | Subscribed | KW | 3 |  | 3 |  | 3 | 3 |  |  |  | Metered | [34 empty] | 46529.6466 | [5 empty] | 3
L5 | L5A-02-13 | PRECIOUS NETCOM PVT LTD | NO |  |  | Subscribed | Metered | Rack | Uncaged | No of Racks | 1 | 1 | 0 | 1 |  | 22500 | Subscribed | KW | 3 | 2.9718 | 0.02817 |  | 0.02817 | 3 | 2.9718 | 0 | 8333.3333 | Metered | 1 | Fixed | 17 | 1997.07 |  |  |  |  | 0 |  |  |  | 22500 | 0 | 33950.19 | 0 | 8990 | 65440.19 |  | Renewal |  |  |  |  | 65440.19 | 21813.3967 | 756.2493 | 756.2493 | 2567.5178 | 56450.19 | 22500 | 33950.19 | 54181.4422 | 54181.4422 | 46529.6466 | 2268.7478 | #REF! | #REF! | -20231.2522 | #REF! | 3 | 756.2493 | -20231.2522 | #REF! | #REF! | -6743.7507 | #REF! | #REF!
L5 | L5A-04-12 | PERFECT INTERNET PVT LTD | YES |  |  | Subscribed | Metered | Rack | Uncaged | No of Racks | 1 | 1 | 0 | 1 |  | 22050 | Subscribed | KW | 3 | 2.8116 | 0.18838 |  | 0.18838 | 3 | 2.8116 | 0 | 6666.6667 | Metered | 1 | Fixed | 17 | 1889.41 |  |  |  |  | 0 |  |  |  | 22050 | 0 | 32119.97 | 0 | 19293.75 | 73463.72 |  | Renewal |  |  |  |  | 73463.72 | 24487.9067 | 969.798 | 969.798 | 2417.5178 | 54169.97 | 22050 | 32119.97 | 51260.5761 | 51260.5761 | 46529.6466 | 2909.3939 | #REF! | #REF! | -19140.6061 | #REF! | 3 | 969.798 | -19140.6061 | #REF! | #REF! | -6380.202 | #REF! | #REF! | Changed to reflect renewed rate and also the rate for 4 additional racks (total 5 racks). Pls confirm if this is correct.
L5 | Server Hall L5A | GODFREY PHILLIPS INDIA LIMITED | MANAGE SERVICES |  |  | Rated | Bundled | Space | Caged | Sq Ft | 224 | 224 | 0 | 3 |  | 49583.3333 | Rated | KVA | 15.39 | 15.73 | -0.34 |  | 0 | 7.695 | 3.48 | 0.34 | 9162.0833 | Bundled |  |  |  |  | No of Seats | No of Seats | 1 | 1 | 0 | 1 |  | 8500 | 148750 | 3115.1083 | 0 | 8500 | 31583.3333 | 191948.4417 |  | Renewal |  |  |  |  | 25707.3806 | 24944.5668 | 11483.5381 | 11483.5381 | 1488.6364 | 151865.1083 | #REF! | #REF! | 63499.2825 | 63499.2825 | 140410.0513 | 88365.8259 | #REF! | #REF! | #REF! | #REF! | 7.695 | 11483.5381 | 76910.7689 | #REF! | #REF! | 9994.9017 | #REF! | #REF! | Shouldn’t MRC be 50,662? ARC is 38,58,750 for 7 racks and 396,900 for addl space reservation.
L5 | L5A-05-09 & L5A-05-10 | DENSO INTERNATIONAL INDIA PVT LTD | YES |  |  | Rated | Bundled | Rack | Uncaged | No of Racks | 2 | 2 | 0 | 2 |  | 44722.2222 | Rated | KVA | 9 | 12.72 | -3.72 |  | 0 | 4.5 | 1.74 | 3.72 | 7500 | Bundled | [8 empty] | 0 |  |  |  | 89444.4444 | 27900 | 0 | 0 | 22916.6667 | 140261.1111 |  | Renewal |  |  |  |  | 70130.5556 | 31169.1358 | 19021.0674 | 19021.0674 | 7829.623 | 117344.4444 | #REF! | #REF! | 31749.6412 | 31749.6412 | 82111.1411 | 85594.8032 | #REF! | #REF! | #REF! | #REF! | 4.5 | 19021.0674 | 50361.4999 | #REF! | #REF! | 11191.4444 | #REF! | #REF!
L5 | L5A-05-08 | CATO | NO |  |  | Subscribed | Bundled | Rack | Uncaged | No of Racks | 1 | 1 | 0 | 1 |  | 44722.2222 |  | KVA | 4 | 0.71726 | 3.2827 |  | 3.2827 | 4 | 0.71726 | 0 | 7500 | Bundled |  |  |  | 482 |  |  |  |  | 0 |  |  |  | 44722.2222 | 0 | 0 | 0 | 22916.6667 | 67638.8889 |  | Renewal |  |  |  |  | 67638.8889 | 16909.7222 | 7911.3343 | 7911.3343 | -7066.3647 | 44722.2222 | #REF! | #REF! | 13076.8852 | 13076.8852 | 72987.681 | 31645.337 | #REF! | #REF! | #REF! | #REF! | 4 | 7911.3343 | 59910.7958 | #REF! | #REF! | 14977.699 | #REF! | #REF!
L5 | L5A-06-01, L5A-06-02, L5A-06-03, L5A-07-01 & L5A-07-02 | NIVA BUPA HEALTH INSURANCE COMPANY LIMITED | MANAGE SERVICES | 1 |  | Subscribed | Metered | Rack | Uncaged | No of Racks | 5 | 5 | 0 | 5 |  | 24791.6667 | Subscribed | KW | 17.5 | 16.0455 | 1.4545 |  | 1.4545 | 17.5 | 16.0455 | 0 | 7083.3333 | Metered | 1 | Fixed | 19.5 | 10782.57 | No of Seats | No of Seats | 1 | 1 | 0 | 1 |  | 8025.5833 | 123958.3333 | 0 | 210260.115 | 8025.5833 | 14267.75 | 356511.7817 |  | Renewal |  |  |  |  | 71302.3563 | 20372.1018 | 2381.8449 | 2381.8449 | 3706.3511 | 334218.4483 | 123958.3333 | 210260.115 | 292536.1619 | 292536.1619 | 271422.9387 | 41682.2865 | #REF! | #REF! | -82276.0469 | #REF! | 17.5 | 2381.8449 | -82276.0469 | #REF! | #REF! | -4701.4884 | #REF! | #REF!
L5 | Server Hall 5A | BENNETT, COLEMAN & CO. LTD | YES |  |  | Subscribed | Metered | Space | Caged | Sq Ft | 416 | 416 | 0 | 19 |  | 21283.3333 | Subscribed | KW | 56 | 45.6675 | 10.3325 |  | 10.3325 | 56 | 45.6675 | 0 | 5833.3333 | Metered | 1 | Fixed | 16.5 | 30688.54 |  |  |  |  | 0 |  |  |  | 404383.3333 | 0 | 506360.91 | 0 | 72916.6667 | 983660.91 |  | Renewal |  |  |  |  | 70937.0849 | 17565.3734 | 1395.5324 | 1395.5324 | 1977.5487 | 910744.2433 | 404383.3333 | 506360.91 | 832594.4283 | 832594.4283 | 868553.4039 | 78149.815 | #REF! | #REF! | -326233.5183 | #REF! | 56 | 1395.5324 | -326233.5183 | #REF! | #REF! | -5825.5985 | #REF! | #REF! | not able to trace in inventory file.
L5 | Server Hall 5A | THE JAMMU & KASHMIR BANK LTD | NO/RFP | 52 |  | Subscribed | Metered | Space | Caged | Sq Ft | 998 | 998 | 0 | 998 |  | 628.5683 | Subscribed | KW | 100 | 107.6718 | -7.6718 |  | 0 | 100 | 107.6718 | 7.6718 | 0 | Metered | 1 | Fixed | 12.48 | 72355.46 |  |  | 52 | 52 | 0 | 52 |  | 10801.1304 | 627311.16 | 0 | 902996.1408 | 10801.1304 | 13427.9167 | 1554536.3479 |  | 721000893, 721000761, 721001050 |  |  |  |  | 46729.5495 | 15545.3635 | -4327.3013 | -4327.3013 | -1471.7146 | 1530307.3008 | 627311.16 | 902996.1408 | 1963037.4352 | 1963037.4352 | 1550988.2212 | -432730.1344 | #REF! | #REF! | -1060041.2944 | #REF! | 100 | -4327.3013 | -1060041.2944 | #REF! | #REF! | -10600.4129 | #REF! | #REF!
L5 | Server Hall 5A | THE JAMMU & KASHMIR BANK LTD | NO/RFP |  |  | Subscribed | Metered | Space | Caged | Sq Ft | 216 | 216 | 0 | 216 |  |  | Subscribed | KW | 30 | 6.4435 |  |  |  | 30 | 6.4435 | [6 empty] | 4330 | [28 empty] | 117474.923 |  | 465296.4664 | [5 empty] | 30
L5 | L5A-03-11 | GSTECH SOFTWARE SYSTEMS PVT.LTD. | NO |  |  | Subscribed | Metered | Rack | Uncaged | No of Racks | 1 | 1 | 0 | 1 |  | 22500 | Subscribed | KW | 2.5 | 1.5045 | 0.99554 |  | 0.99554 | 2.5 | 1.5045 | 0 | 7916.6667 | Metered | 1 | Fixed | 17 | 1011 |  |  |  |  | 0 |  |  |  | 22500 | 0 | 17187 | 0 | 7920.9167 | 47607.9167 |  | Renewal |  |  |  |  | 47607.9167 | 19043.1667 | 4903.2391 | 4903.2391 | 4067.5178 | 39687 | 22500 | 17187 | 27428.9024 | 27428.9024 | 38774.7055 | 12258.0976 | #REF! | #REF! | -10241.9024 | #REF! | 2.5 | 4903.2391 | -10241.9024 | #REF! | #REF! | -4096.7609 | #REF! | #REF! | not able to match with PO. PO ARC value shows 305,000. Also, this client is not found in the Inventory report. Is it still live?
L5 | Server Hall 5A L5A-01-08 | ULTRANET SERVICES PVT LTD | YES |  |  | Rated | Bundled | U space | Uncaged | U Space | 4 | 4 | 0 | 4 |  | 3333.3333 | Rated | KVA | 1 | 0.27 | 0.73 |  | 0.365 | 0.5 | 0.8 | 0 | 8333.3333 | Bundled | [8 empty] | 0 |  |  |  | 13333.3333 | 0 | 0 | 0 | 10416.6667 | 23750 |  | Renewal |  |  |  |  | 237500 | 47500 | -2528.4057 | -15848.6575 | 8419.7464 | 13333.3333 | #REF! | #REF! | 14597.5362 | 21257.6621 | 9123.4601 | -1264.2029 | #REF! | #REF! | #REF! | #REF! | 0.5 | -2528.4057 | -5474.0761 | #REF! | #REF! | -10948.1522 | #REF! | #REF!
L5 |  | SPIDER LINK ( 4U and 6U TO 7U) | NO |  |  | Rated | Bundled | U space | Uncaged | U Space | 3 | 3 | 0 | 3 |  | 2500 | Rated | KVA | 0.75 | 1.68 | -0.93 |  | 0 | 0.375 |  | 0.93 |  | Bundled | [33 empty] | 0 | 6842.5951 | [5 empty] | 0.375
L5 |  | BIG Data Broadband | NO |  |  | Rated | Bundled | U space | Uncaged | U Space | 1 | 1 | 0 | 1 |  | 2875 | Rated | KVA | 0.25 | 0.27 | -0.02 |  | 0 | 0.125 |  | 0.02 |  | Bundled | [33 empty] | 0 | 2280.865 |  | #REF! |  |  |  | 0.125
L5 |  | MYLINK SERVICES PVT LTD ( 20U) (22U) | NO |  |  | Rated | Bundled | U space | Uncaged | U Space | 2 | 2 | 0 | 2 |  | 2808.3333 | Rated | KVA | 0.5 | 0.27 | 0.23 |  | 0.115 | 0.25 |  | 0 | 9166.6667 | Bundled | [8 empty] | 0 |  |  |  | 5616.6667 | 0 | 0 | 0 | 5000 | 10616.6667 |  | 121000929 |  |  |  |  | 212333.3333 | 42466.6667 | 22466.6667 | 14073.0834 | 4219.7464 | 5616.6667 | #REF! | #REF! | 0 | 2098.3958 | 4561.7301 | 5616.6667 | #REF! | #REF! | #REF! | #REF! | 0.25 | 22466.6667 | 4561.7301 | #REF! | #REF! | 18246.9202 | #REF! | #REF!
L5 | Server Hall 5A L5A-01-06 | OZONETEL COMMUNICATIONS PRIVATE LIMITED | YES |  |  | Rated | Bundled | U space | Uncaged | U Space | 4 | 4 | 0 | 4 |  | 3208.3333 | Rated | KVA | 1 | 0.69 | 0.31 |  | 0.155 | 0.5 | 0.89 | 0 | 0 | Bundled | [8 empty] | 0 |  |  |  | 12833.3333 | 0 | 0 | 0 | 8333.3333 | 21166.6667 | [6 empty] | 211666.6667 | 42333.3333 | -6812.8514 | -12469.3967 | 7419.7464 | 12833.3333 | #REF! | #REF! | 16239.759 | 19068.0317 | 9123.4601 | -3406.4257 | #REF! | #REF! | #REF! | #REF! | 0.5 | -6812.8514 | -7116.2989 | #REF! | #REF! | -14232.5978 | #REF! | #REF!
L5 |  | DBYTE FACILITY NETWORK PVT. LTD. (Space 32U - 35U) | NO |  |  | Rated | Bundled | U space | Uncaged | U Space | 4 | 4 | 0 | 4 |  |  | Rated | KVA | 1 | 0.33 | 0.67 |  | 0.335 | 0.5 |  | 0 |  | Bundled
L5 |  | NETPLUS | YES |  |  | Rated | Bundled | U space | Uncaged | U Space | 10 | 10 | 0 | 10 |  |  | Rated | KVA | 1.3 | 1.26 | 0.04 |  | 0.02 | 0.65 |  | 0 |  | Bundled | [8 empty] | 0 |  |  |  | 0 | 0 | 0 | 0 |  | 0 | [6 empty] | 0 | 0 | 0 | -561.4437 | -18246.9202 | 0 | #REF! | #REF! | 0 | 364.9384 | 11860.4982 | 0 | #REF! | #REF! | #REF! | #REF! | 0.65 | 0 | 11860.4982 | #REF! | #REF! | 18246.9202 | #REF! | #REF!
L5 |  | Greenmax Technologies Ltd 15U | NO |  |  | Rated | Bundled | U space | Uncaged | U Space | 1 | 1 | 0 | 1 |  |  | Rated | KVA | 0.25 | 0.27 | -0.02 |  | 0 | 0.125 |  | 0.02 |  | Bundled
L5 |  | GIGATEL SOLUTIONS PRIVATE LIMITED | NO |  |  | Rated | Bundled | U space | Uncaged | U Space | 1 | 1 | 0 | 1 |  | 2500 | Rated | KVA | 0.25 | 0.07 | 0.18 |  | 0.09 | 0.125 |  | 0 | 8333.3333 | Bundled | [8 empty] | 0 |  |  |  | 2500 | 0 | 0 | 0 | 833.3333 | 3333.3333 |  | 721006234 |  |  |  |  | 133333.3333 | 26666.6667 | 20000 | 6862.2174 | 1753.0798 | 2500 | #REF! | #REF! | 0 | 1642.2228 | 2280.865 | 2500 | #REF! | #REF! | #REF! | #REF! | 0.125 | 20000 | 2280.865 | #REF! | #REF! | 18246.9202 | #REF! | #REF!
L5 |  | Geocity Network/ Bhartiya Net | YES |  |  | Rated | Bundled | U space | Uncaged | U Space | 3 | 3 | 0 | 3 |  | 2500 | Rated | KVA | 0.75 | 0.28 | 0.47 |  | 0.235 | 0.375 |  | 0 | 7500 | Bundled | [8 empty] | 0 |  |  |  | 7500 | 0 | 0 | 0 | 0 | 7500 | [6 empty] | 100000 | 20000 | 20000 | 8565.2633 | 1753.0797 | 7500 | #REF! | #REF! | 0 | 4288.0263 | 6842.5951 | 7500 | #REF! | #REF! | #REF! | #REF! | 0.375 | 20000 | 6842.5951 | #REF! | #REF! | 18246.9202 | #REF! | #REF!
L5 |  | ATRIA CONVERGENCE TECHNOLOGIES LTD/ ACT | YES |  |  | Rated | Bundled | U space | Uncaged | U Space | 1 | 1 | 0 | 1 |  | 2875 | Rated | KVA | 0.25 | 0.33 | -0.08 |  | 0 | 0.125 |  | 0.08 | 7500 | Bundled | [8 empty] | 0 |  |  |  | 2875 | 600 | 0 | 0 | 0 | 3475 | [6 empty] | 139000 | 27800 | 27800 | 27800 | 9553.0798 | 3475 | #REF! | #REF! | 0 | 0 | 2280.865 | 3475 | #REF! | #REF! | #REF! | #REF! | 0.125 | 27800 | 2280.865 | #REF! | #REF! | 18246.9202 | #REF! | #REF!
L5 | Server Hall 5A L5A-02-01 | SITI BROADBAND SERVICES PVT LTD | NO |  |  | Rated | Bundled | U space | Uncaged | U Space | 4 | 4 | 0 | 4 |  | 2916.6667 | Rated | KVA | 1 | 0.26 | 0.74 |  | 0.37 | 0.5 | 0.68 | 0 | 7500 | Bundled | [8 empty] | 0 |  |  |  | 11666.6667 | 0 | 0 | 0 | 12500 | 24166.6667 | [6 empty] | 241666.6667 | 48333.3333 | -1482.4782 | -14985.1992 | 5086.4131 | 11666.6667 | #REF! | #REF! | 12407.9058 | 19159.2663 | 9123.4601 | -741.2391 | #REF! | #REF! | #REF! | #REF! | 0.5 | -1482.4782 | -3284.4456 | #REF! | #REF! | -6568.8913 | #REF! | #REF!
L5 |  | Hathway Cable and Datacom Limited | YES |  |  | Rated | Bundled | U space | Uncaged | U Space | 6 | 6 | 0 | 6 |  | 2916.6667 | Rated | KVA | 1.5 | 0.17 | 1.33 |  | 0.665 | 0.75 |  | 0 | 6666.6667 | Bundled | [8 empty] | 0 |  |  |  | 17500 | 0 | 0 | 0 | 66666.6667 | 84166.6667 |  | 121001073 & 121001074 |  |  |  |  | 561111.1111 | 112222.2222 | 23333.3333 | 7154.3974 | 5086.4131 | 17500 | #REF! | #REF! | 0 | 12134.202 | 13685.1902 | 17500 | #REF! | #REF! | #REF! | #REF! | 0.75 | 23333.3333 | 13685.1902 | #REF! | #REF! | 18246.9202 | #REF! | #REF!
L5 |  | UMBRELLA CABLE SYSTEMS PRIVATE LIMITED 14-15U | NO |  |  | Rated | Bundled | U space | Uncaged | U Space | 2 | 2 | 0 | 2 |  |  | Rated | KVA | 0.5 | 1.1 | -0.6 |  | 0 | 0.25 |  | 0.6 |  | Bundled
L5 |  | GLOBE CAPITAL MARKET LIMITED | YES |  |  | Rated | Bundled | U space | Uncaged | U Space | 6 | 6 | 0 | 6 |  | 2100 | Rated | KVA | 1.5 | 1.84 | -0.34 |  | 0 | 0.75 |  | 0.34 | 8333.3333 | Bundled | [8 empty] | 0 |  |  |  | 12600 | 2833.3333 | 0 | 0 | 23873.3333 | 39306.6667 |  | Renewal |  |  |  |  | 262044.4444 | 52408.8889 | 20577.7778 | 20577.7778 | 2330.8575 | 15433.3333 | #REF! | #REF! | 0 | 0 | 13685.1902 | 15433.3333 | #REF! | #REF! | #REF! | #REF! | 0.75 | 20577.7778 | 13685.1902 | #REF! | #REF! | 18246.9202 | #REF! | #REF!
|  | EXTREME CABLES AND BROADBAND (08U-09U) | NO |  | 2025-08-29 | Rated | Bundled | U space | Uncaged | U Space | 2 | 2 | 0 | 2 |  |  | Rated | KVA | 0.5 | 0.11 | 0.39 |  | 0.195 | 0.25 |  | 0 |  | Bundled | [8 empty] | 0
L5 |  | Sphier Infotech Private Limited | YES |  |  | Rated | Bundled | U space | Uncaged | U Space | 1 | 1 | 0 | 1 |  | 2916.6667 | Rated | KVA | 0.25 | 0.17 | 0.08 |  | 0.04 | 0.125 |  | 0 | 7500 | Bundled | [8 empty] | 0 |  |  |  | 2916.6667 | 0 | 0 | 0 | 1666.6667 | 4583.3333 | [6 empty] | 183333.3333 | 36666.6667 | 23333.3333 | 17494.3189 | 5086.4131 | 2916.6667 | #REF! | #REF! | 0 | 729.8768 | 2280.865 | 2916.6667 | #REF! | #REF! | #REF! | #REF! | 0.125 | 23333.3333 | 2280.865 | #REF! | #REF! | 18246.9202 | #REF! | #REF!
L5 | Server Hall 5A L5A-04-11 | SMC INSURANCE BROKERS PVT LTD | NO |  |  | Rated | Bundled | U space | Uncaged | U Space | 21 | 21 | 0 | 21 |  | 1250 | Rated | KVA | 3 | 6.52 | -3.52 |  | 0 | 1.5 | 2.03 | 3.52 | 9166.6667 | Bundled | [8 empty] | 0 |  |  |  | 26250 | 32266.6667 | 0 | 0 | 0 | 58516.6667 | [6 empty] | 111460.3175 | 39011.1111 | 14316.9457 | 14316.9457 | 20764.1909 | 58516.6667 | #REF! | #REF! | 37041.2481 | 37041.2481 | 27370.3804 | 21475.4186 | #REF! | #REF! | #REF! | #REF! | 1.5 | 14316.9457 | -9670.8677 | #REF! | #REF! | -6447.2452 | #REF! | #REF!
L5 |  | ACME DIGINET CORPORATION PVT LTD | NO |  |  | Rated | Bundled | U space | Uncaged | U Space | 4 | 4 | 0 | 4 |  |  | Rated | KVA | 1 | 1.1 | -0.1 |  |  |  |  | 0.1 |  | Bundled
L5 |  | Earth Communication | YES |  |  | Rated | Bundled | U space | Uncaged | U Space | 11 | 11 | 0 | 11 |  |  | Rated | KVA | 2 | 0.67 | 1.33 |  | 0.665 | 1 |  | 0 |  | Bundled | [34 empty] | 18246.9202 | [5 empty] | 1
L5 | L5A-06-09 | LITE BITE FOODS PVT LTD | NO |  |  | Rated | Metered | Rack | Uncaged | No of Racks | 1 | 1 | 0 | 1 |  | 23019 | Rated | KVA | 5 | 5.23 | -0.23 |  | 0 | 2.5 | 2.0166 | 0.23 | 0 | Metered | 1 | Fixed | 15.5 | 1355.16 |  |  |  |  | 0 |  |  |  | 23019 | 0 | 21004.98 | 0 | 2500 | 46523.98 |  | 721006343 |  |  |  |  | 46523.98 | 18609.592 | 2903.1424 | 2903.1424 | 3341.8178 | 44023.98 | 23019 | 21004.98 | 36766.1239 | 36766.1239 | 38774.7055 | 7257.8561 | #REF! | #REF! | -15761.1439 | #REF! | 2.5 | 2903.1424 | -15761.1439 | #REF! | #REF! | -6304.4576 | #REF! | #REF!
L5 | L5A-07-10 | TELANGANA STATE COOPERATIVE APEX BANK LTD | NO |  |  | Rated | Bundled | Rack | Uncaged | No of Racks | 1 | 1 | 0 | 1 |  | 40000 | Rated | KVA | 6 | 19.35 | -13.35 |  | 0 | 3 | 2.87 | 13.35 | 7500 | Bundled | [8 empty] | 0 |  |  |  | 40000 | 100125 | 0 | 0 | 0 | 140125 | [6 empty] | 140125 | 46708.3333 | 29252.113 | 29252.113 | 28461.4131 | 140125 | #REF! | #REF! | 52368.6611 | 52368.6611 | 54740.7608 | 87756.3389 | #REF! | #REF! | #REF! | #REF! | 3 | 29252.113 | 2372.0996 | #REF! | #REF! | 790.6999 | #REF! | #REF!
L5 | L5A-07-08 & L5A-07-09 | PIONEER ELABS LIMITED | NO |  |  | Rated | Bundled | Rack | Uncaged | No of Racks | 2 | 2 | 0 | 2 |  |  | Rated | KVA | 6 | 3.19 | 2.81 |  | 1.405 | 3 | 77 | 0 | 7500 | Bundled | [8 empty] | 0 |  |  |  | 0 | 0 | 0 | 0 | 0 | 0 | [6 empty] | 0 | 0 | -468337.6198 | -476883.2607 | -18246.9202 | 0 | #REF! | #REF! | 1405012.8592 | 1430649.7822 | 54740.7608 | -1405012.8592 | #REF! | #REF! | #REF! | #REF! | 3 | -468337.6198 | -1350272.0985 | #REF! | #REF! | -450090.6995 | #REF! | #REF!
L5 | L5A-04-08 & L5A-04-09 | FASTLY INDIA PRIVATE LIMITED | YES |  |  | Subscribed | Bundled | Rack | Uncaged | No of Racks | 2 | 2 | 0 | 2 |  | 123982 | Subscribed | KVA | 14 | 14.4718 | -0.47184 |  | 0 | 14 | 13.0247 | 0.47184 | 17711 | Bundled | 1 | Fixed | 0 | 8752.57 |  |  |  |  | 0 |  |  |  | 247964 | 8356.7924 | 0 | 0 | 0 | 256320.7924 |  | 721007392 |  |  |  |  | 128160.3962 | 18308.628 | 1347.1056 | 1347.1056 | 61.7078 | 256320.7924 | #REF! | #REF! | 237461.3134 | 237461.3134 | 255456.8835 | 18859.479 | #REF! | #REF! | #REF! | #REF! | 14 | 1347.1056 | 17995.5701 | #REF! | #REF! | 1285.3979 | #REF! | #REF!
L5 | L5A-06-11 | EXTREME INFOCOM PVT LTD | NO |  |  | Rated | Bundled | Rack | Uncaged | No of Racks | 1 | 1 | 0 | 1 |  | 13333.3333 | Rated | KVA | 2 | 2.5 | -0.5 |  | 0 | 1 | 2.17 | 0.5 | 10416.6667 | Bundled | [8 empty] | 0 |  |  |  | 13333.3333 | 5208.3333 | 0 | 0 | 2500 | 21041.6667 |  | 121000056 |  |  |  |  | 21041.6667 | 21041.6667 | -21054.1503 | -21054.1503 | 294.7464 | 18541.6667 | #REF! | #REF! | 39595.8169 | 39595.8169 | 18246.9202 | -21054.1503 | #REF! | #REF! | #REF! | #REF! | 1 | -21054.1503 | -21348.8967 | #REF! | #REF! | -21348.8967 | #REF! | #REF!
L5 | L5A-06-04 | D.S. Tech Cyber/ FASUTONETTO SERVICES PRIVATE LIMITED | NO |  |  | Subscribed | Metered | Rack | Uncaged | No of Racks | 1 | 1 | 0 | 1 |  | 28333.3333 | Subscribed | KW | 3 | 1.0084 | 1.9916 |  | 1.9916 | 3 | 1.0084 | 0 | 6666.6667 | Metered | 1 | Fixed | 18 | 677.66 |  |  |  |  | 0 |  |  |  | 28333.3333 | 0 | 12197.88 | 0 | 30000 | 70531.2133 |  | 121000302 |  |  |  |  | 70531.2133 | 23510.4044 | 7381.9936 | 7381.9936 | 5134.1622 | 40531.2133 | 28333.3333 | 12197.88 | 18385.2324 | 18385.2324 | 46529.6466 | 22145.9809 | #REF! | #REF! | -6187.3524 | #REF! | 3 | 7381.9936 | -6187.3524 | #REF! | #REF! | -2062.4508 | #REF! | #REF!
L5 | L5A-01-07 | SOFTECH INFOSOL PVT LTD | YES |  |  | Rated | Bundled | U space | Uncaged | U Space | 21 | 21 | 0 | 21 |  | 33333.3333 | Rated | KVA | 1.5 | 5.33 | -3.83 |  | 0 | 0.75 | 3.38 | 3.83 | 6666.6667 | Bundled | [8 empty] | 0 |  |  |  | 700000 | 25533.3333 | 0 | 0 | 3750 | 729283.3333 |  | 121000827 |  |  |  |  | 1389111.1111 | 972377.7778 | 885144.9905 | 885144.9905 | 949130.8575 | 725533.3333 | #REF! | #REF! | 61674.5904 | 61674.5904 | 13685.1902 | 663858.7429 | #REF! | #REF! | #REF! | #REF! | 0.75 | 885144.9905 | -47989.4003 | #REF! | #REF! | -63985.867 | #REF! | #REF!
|  | FALCONET INTERNET PRIVATE LIMITED(11U) | NO |  |  | Rated | Bundled | U space | Uncaged | U Space | 1 | 1 | 0 | 1 |  |  | Rated | KVA | 0.25 | 0.27 | -0.02 |  | 0 | 0.125 |  | 0.02 |  | Bundled | [34 empty] | 2280.865 | [5 empty] | 0.125
|  | BLAZENET LIMITED(8U-9U) | NO |  |  | Rated | Bundled | U space | Uncaged | U Space | 2 | 2 | 0 | 2 |  |  | Rated | KVA | 0.5 | 0.44 | 0.06 |  | 0.03 | 0.25 |  | 0 |  | Bundled | [34 empty] | 4561.7301 | [5 empty] | 0.25
|  | LALAT COMMUNICATIONS(6U) | NO |  |  | Rated | Bundled | U space | Uncaged | U Space | 1 | 1 | 0 | 1 |  |  | Rated | KVA | 0.5 | 0.19 | 0.31 |  | 0.155 | 0.25 |  | 0 |  | Bundled | [34 empty] | 4561.7301 | [5 empty] | 0.25
|  | My Next Film (2U-3U) | NO |  |  | Rated | Bundled | U space | Uncaged | U Space | 2 | 2 | 0 | 2 |  |  | Rated | KVA | 0.25 | 1.04 | -0.79 |  | 0 | 0.125 |  | 0.79 |  | Bundled | [34 empty] | 2280.865 | [5 empty] | 0.125
L5 | L5A-04-10 | KDDI INDIA-CONNECTIVITY | YES |  |  | Rated | Bundled | Rack | Uncaged | No of Racks | 1 | 1 | 0 | 1 |  | 56050 | Rated | KVA | 5 | 7.64 | -2.64 |  | 0 | 2.5 | 1.32 | 2.64 | 9166.6667 | Bundled | [8 empty] | 0 |  |  |  | 56050 | 24200 | 0 | 0 | 0 | 80250 |  | 121001543 |  |  |  |  | 80250 | 32100 | 22465.6261 | 22465.6261 | 13853.0798 | 80250 | #REF! | #REF! | 24085.9347 | 24085.9347 | 45617.3006 | 56164.0653 | #REF! | #REF! | #REF! | #REF! | 2.5 | 22465.6261 | 21531.3659 | #REF! | #REF! | 8612.5464 | #REF! | #REF!
L5 | L5A-01-03 | MUNJAL AUTO INDUSTRIES LTD - SOLUTIONS | NO |  |  | Rated | Bundled | Rack | Uncaged | No of Racks | 1 | 1 | 0 | 1 |  | 64058.3333 | Rated | KVA | 7 | 7.32 | -0.32 |  | 0 | 3.5 | 1.69 | 0.32 | 7500 | Bundled | [8 empty] | 0 |  |  |  | 64058.3333 | 2400 | 0 | 0 | 0 | 66458.3333 | [6 empty] | 66458.3333 | 18988.0952 | 10177.4395 | 10177.4395 | 741.175 | 66458.3333 | #REF! | #REF! | 30837.2952 | 30837.2952 | 63864.2209 | 35621.0381 | #REF! | #REF! | #REF! | #REF! | 3.5 | 10177.4395 | 33026.9257 | #REF! | #REF! | 9436.2645 | #REF! | #REF!
| L5B-01-09 | NXTRA DATA LIMITED | NO |  |  | Rated | Bundled | Rack | Uncaged | No of Racks | 1 | 1 | 0 | 1 |  |  | Rated | KVA | 3 |  | 3 |  | 1.5 | 1.5 | 0.74702 |  |  | Bundled |  |  |  | 502 | [30 empty] | 27370.3804 | [5 empty] | 1.5
L5 | L5B-02-01, L5B-02-02, L5B-03-01, L5B-03-02 & L5B-03-03 | TATA Fiber Play BROADBAND PRIVATE LIMITED | YES | 1 |  | Subscribed | Metered | Rack | Uncaged | No of Racks | 5 | 5 | 0 | 5 |  | 20000 | Subscribed | KW | 15 | 8.3555 | 6.6445 |  | 6.6445 | 15 | 8.3555 | 0 | 7500 | Metered | 1 | Fixed | 17.85 | 5614.87 | No of Seats | No of Seats | 1 | 1 | 0 | 1 |  |  | 100000 | 0 | 100225.4295 | 0 | 0 | 200225.4295 | [6 empty] | 40045.0859 | 13348.362 | 3192.7589 | 3192.7589 | 2263.0545 | 200225.4295 | 100000 | 100225.4295 | 152334.0464 | 152334.0464 | 232648.2332 | 47891.3831 | #REF! | #REF! | -52108.6169 | #REF! | 15 | 3192.7589 | -52108.6169 | #REF! | #REF! | -3473.9078 | #REF! | #REF!
L5 | L5B-01-07, L5B-01-05 & L5B-06 | DEHRADUN E NET SOLUTIONS (P) LTD. | YES |  |  | Subscribed | Metered | Rack | Uncaged | No of Racks | 3 | 3 | 0 | 3 |  | 36875 | Subscribed | KW | 6 | 3.5535 | 2.4465 |  | 2.4465 | 6 | 3.5535 | 0 | 7500 | Metered |  |  |  | 2387.93 |  |  |  |  | 0 |  |  |  | 110625 | 0 | 0 | 0 |  | 110625 |  | 721003988 |  |  |  |  | 36875 | 18437.5 | 7639.8906 | 7639.8906 | 2927.6178 | 110625 | 110625 | 0 | 64785.6566 | 64785.6566 | 93059.2933 | 45839.3434 | #REF! | #REF! | -64785.6566 | #REF! | 6 | 7639.8906 | -64785.6566 | #REF! | #REF! | -10797.6094 | #REF! | #REF!
L5 | L5B-01-11 & L5B-01-12 | UPPCL (UP Power Corp Ltd) | MANAGE SERVICES |  |  | Rated | Bundled | Rack | Uncaged | No of Racks | 2 | 2 | 0 | 2 |  | 0 | Rated | KVA | 6 | 17.52 | -11.52 |  | 0 | 3 | 5.2 | 11.52 | 0 | Bundled | [8 empty] | 0 |  |  |  | 0 | 0 | 0 | 0 |  | 0 |  | NA |  |  |  |  | 0 | 0 | -31627.9951 | -31627.9951 | -18246.9202 | 0 | #REF! | #REF! | 94883.9853 | 94883.9853 | 54740.7608 | -94883.9853 | #REF! | #REF! | #REF! | #REF! | 3 | -31627.9951 | -40143.2245 | #REF! | #REF! | -13381.0748 | #REF! | #REF!
L5 | L5B-01-10, L5B-01-15, L5B-01-16 & L5B-01-17 | FUSIONNET WEB SERVICES PVT LTD | YES |  |  | Subscribed | Metered | Rack | Uncaged | No of Racks | 4 | 4 | 0 | 4 |  | 17500 | Subscribed | KW | 12 | 14.0857 | -2.0857 |  | 0 | 12 | 14.0857 | 2.0857 | 0 | Metered | 1 | Fixed | 16.4 | 9465.58 |  |  |  |  | 0 |  |  |  | 70000 | 0 | 155235.512 | 0 | 23783.3333 | 249018.8453 |  | Renewal |  |  |  |  | 62254.7113 | 20751.5704 | -2630.8413 | -2630.8413 | 527.5311 | 225235.512 | 70000 | 155235.512 | 256805.6078 | 256805.6078 | 186118.5866 | -31570.0958 | #REF! | #REF! | -101570.0958 | #REF! | 12 | -2630.8413 | -101570.0958 | #REF! | #REF! | -8464.1747 | #REF! | #REF! | not able to trace PO/match price with PO
L5 | Server Hall 5B | HT MEDIA LTD | YES |  |  | Subscribed | Metered | Space | Caged | Sq Ft | 160 | 160 | 0 | 7 |  | 42432.3333 | Subscribed | KW | 24.5 | 19.0036 | 5.4964 |  | 5.4964 | 24.5 | 19.0036 | 0 | 6000 | Metered | 1 | Fixed | 16.2 | 12770.4 |  |  |  |  | 0 |  |  |  | 297026.3333 | 0 | 206880.48 | 0 | 6613.1667 | 510519.98 |  | Renewal |  |  |  |  | 95722.4962 | 20837.5502 | 6426.1182 | 6426.1182 | 6693.2816 | 503906.8133 | 297026.3333 | 206880.48 | 346466.9185 | 346466.9185 | 379992.1142 | 157439.8948 | #REF! | #REF! | -139586.4385 | #REF! | 24.5 | 6426.1182 | -139586.4385 | #REF! | #REF! | -5697.4057 | #REF! | #REF! | Have updated new renewed rates. Also number of racks billed Is now 11. Pls confirm this.
L5 | Server Hall 5B | Sify NOC | YES |  |  | Rated | Bundled | Space | Caged | Sq Ft | 224 | 224 | 0 | 0 |  | 0 | Rated | KVA | 24 | 22.99 | 1.01 |  | 0.505 | 12 | 10.36 | 0 | 0 | Bundled | [8 empty] | 0 |  |  |  | 0 | 0 | 0 | 0 |  | 0 |  | NA |  |  |  |  | 0 | 0 | -15753.1745 | -16521.0657 | -18246.9202 | 0 | #REF! | #REF! | 189038.0938 | 198252.7885 | 218963.043 | -189038.0938 | #REF! | #REF! | #REF! | #REF! | 12 | -15753.1745 | 29924.9492 | #REF! | #REF! | 2493.7458 | #REF! | #REF!
L5 | Server Hall 5B | HEALTH INSURANCE TPA OF INDIA LTD | YES |  |  | Rated | Bundled | Space | Caged | Sq Ft | 224 | 224 | 0 | 8 |  | 62162.1042 | Rated | KVA | 52.5 | 42.48 | 10.02 |  | 5.01 | 26.25 | 18.11 | 0 | 7500 | Bundled | [8 empty] | 0 |  |  | 1250 | 497296.8333 | 0 | 0 | 0 |  | 497296.8333 |  | 721002051 |  |  |  |  | 66602.2545 | 18944.6413 | 6356.0041 | 2873.449 | 697.721 | 497296.8333 | #REF! | #REF! | 330451.7257 | 421868.7962 | 478981.6566 | 166845.1076 | #REF! | #REF! | #REF! | #REF! | 26.25 | 6356.0041 | 148529.9308 | #REF! | #REF! | 5658.2831 | #REF! | #REF! | Updated to yr 3 rates from yr 2 rates. Pls confirm.
L5 | Server Hall 5B | MAX LIFE INSURANCE PVT LTD | YES | 5 |  | Subscribed | Metered | Space | Caged | Sq Ft | 704 | 704 | 0 | 34 |  | 15234.375 | Subscribed | KW | 75 | 67.0067 | 7.9933 |  | 7.9933 | 75 | 67.0067 | 0 | 5416.6667 | Metered | 1 | Fixed | 15 | 45028.52 | No of Seats | No of Seats | 5 | 5 | 0 | 5 |  | 5916.6667 | 517968.75 | 0 | 675427.8 | 29583.3333 | 13118.1667 | 1236098.05 |  | 721004019, 731002977 |  |  |  |  | 52674.6328 | 16481.3073 | -376.6431 | -376.6431 | 729.3678 | 1193396.55 | 517968.75 | 675427.8 | 1221644.7855 | 1221644.7855 | 1163241.1659 | -28248.2355 | #REF! | #REF! | -546216.9855 | #REF! | 75 | -376.6431 | -546216.9855 | #REF! | #REF! | -7282.8931 | #REF! | #REF!
L5 | Server Hall 5B | AMAZON DATA SERVICES INDIA PVT LTD-HOSTING | YES |  |  | Subscribed | Metered | Space | Caged | Sq Ft | 288 | 288 | 0 | 288 |  | 35533.3333 | Subscribed | KW | 36 | 2.5999 | 33.4001 |  | 33.4001 | 36 | 2.5999 | 0 | 0 | Metered | 1.7 | Variable | 9.3 | 1747.1 |  |  |  |  | 0 |  |  |  | 10233600 | 0 | 27621.651 | 0 | 20883 | 10282104.651 |  | 721002808 & 711067576 |  |  |  |  | 1071052.5678 | 285614.0181 | 283717.2781 | 283717.2781 | 278593.7665 | 10261221.651 | 10233600 | 27621.651 | 47399.6393 | 47399.6393 | 558355.7596 | 10213822.0117 | #REF! | #REF! | -19777.9883 | #REF! | 36 | 283717.2781 | -19777.9883 | #REF! | #REF! | -549.3886 | #REF! | #REF!
L5 | Server Hall 5B | GOOGLE INDIA PVT LTD(DEL-03 Google) | YES |  |  | Subscribed | Metered | Space | Caged | Sq Ft | 1085 | 1085 | 0 | 1085 |  | 1152.0737 | Subscribed | KW | 250 | 102.1255 | 147.8745 |  | 147.8745 | 250 | 102.1255 | 0 | 5000 | Metered | 1.7 | Variable | 10.88 | 68628.32 |  |  |  |  | 0 |  |  |  | 1250000 | 0 | 1269349.4067 | 0 | 16250 | 2535599.4067 |  | 721004425, 721004426, 721004427 & 711101631 |  |  |  |  | 70108.7394 | 10142.3976 | 2629.7241 | 2629.7241 | 998.329 | 2519349.4067 | 1250000 | 1269349.4067 | 1861918.3857 | 1861918.3857 | 3877470.5531 | 657431.0211 | #REF! | #REF! | -592568.9789 | #REF! | 250 | 2629.7241 | -592568.9789 | #REF! | #REF! | -2370.2759 | #REF! | #REF!
L5 | L5B-01-14 | FUSIONNET WEB SERVICES PVT LTD | YES |  |  | Subscribed | Metered | Rack | UNcaged | No of Racks | 1 | 1 | 0 | 1 |  |  |  | KW | 3 | 2.4092 |  |  |  |  | 2.4092 |  |  | Metered |  |  |  | 1619 | [28 empty] | 43924.2264
L5 | L5B-01-13 | CYBER24 TECHNOLOGIES PRIVATE LIMITED | NO |  |  | Subscribed | Metered | Rack | Uncaged | No of Racks | 1 | 1 | 0 | 1 |  |  |  | KW | 3 | 0.9628 |  |  |  |  | 0.9628 |  |  | Metered |  |  |  | 647
L5 | L5A-02-10 | SHIVTEL COMMUNICATIONS PRIVATE LIMITED | YES |  |  | Subscribed | Metered | Rack | Uncaged | No of Racks | 1 | 1 | 0 | 1 |  |  |  | KW | 3 | 0.71326 |  |  |  |  | 0.71326 |  |  | Metered |  |  |  | 479.31
L5 | L5B-01-08 | Abhipra Capital Limited | YES |  |  | Subscribed | Bundled | Rack | Uncaged | No of Racks | 1 | 1 | 0 | 1 |  | 15666.6667 | Subscribed | KW | 7.5 | 7.23 | 0.27 |  | 0.27 | 7.5 | 1.0627 | 0 | 6250 | Bundled | 1 | Fixed | 17 | 714.15 |  |  |  |  | 0 |  |  |  | 15666.6667 | 0 | 12140.55 | 0 | 22083.3333 | 49890.55 |  | Renewal | 2020-01-01 | 1 | 2020-12-31 |  | 49890.55 | 6652.0733 | 1124.2658 | 1124.2658 | -16158.0314 | 27807.2167 | #REF! | #REF! | 19375.2232 | 19375.2232 | 136851.9019 | 8431.9935 | #REF! | #REF! | #REF! | #REF! | 7.5 | 1124.2658 | 117476.6787 | #REF! | #REF! | 15663.5572 | #REF! | #REF!
L5 | L5B-02-03, L5B-02-04 , L5B-03-04 & L5B-03-05 | AKAMAI INDIA NETWORKS PRIVATE LIMITED | YES |  |  | Subscribed | Metered | Rack | Uncaged | No of Racks | 4 | 4 | 0 | 4 |  |  | Subscribed | KW | 20 | 11.7763 | 8.2237 |  | 8.2237 | 20 | 11.7763 |  |  | Metered |  |  |  | 7913.7 | [28 empty] | 214702.3784 | 214702.3784 | 310197.6442
L5 | L5B-02-05, L5B-02-06 & L5B-03-06 | AKAMAI INDIA NETWORKS PRIVATE LIMITED | YES |  |  | Subscribed | Metered | Rack | Uncaged | No of Racks | 3 | 0 | 3 | 0 |  |  | Subscribed | KW | 15 | 3.0089 | 11.9911 |  | 11.9911 | 15 | 3.0089 |  |  | Metered |  |  |  | 2022
L5 | L5A-01-11 | VELOCITY SIGNALS PRIVATE LIMITED | YES |  |  | Subscribed | Metered | Rack | Uncaged | No of Racks | 1 | 1 | 0 | 1 |  |  | Subscribed | KW | 3 | 0.20833 | 2.7917 |  | 2.7917 | 3 | 0.20833 | 0 |  | Metered | 1 | Fixed |  | 140 |  |  |  |  | 0 |  |  |  |  | 0 | 0 | 0 |  | 0 | [6 empty] | 0 | 0 | -1266.0885 |  |  | 0 | 0 | 0 | 3798.2654 |  |  | -3798.2654 | #REF! | #REF! | -3798.2654 | #REF! | 3 | -1266.0885 | -3798.2654 | #REF! | #REF! | -1266.0885 | #REF! | #REF!
L5 | L5B-01-01 & L5B-01-02 | BHARAT SANCHAR NIGAM LIMITED-HOSTING | NO |  |  | Rated | Bundled | Rack | Uncaged | No of Racks | 2 | 2 | 0 | 2 |  | 50000 | Rated | KVA | 6 | 4.68 | 1.32 |  | 0.66 | 3 | 2.65 | 0 | 8166.6667 | Bundled | [8 empty] | 0 |  |  |  | 100000 | 0 | 0 | 0 | 10000 | 110000 |  | 721005561 |  |  |  |  | 55000 | 36666.6667 | 17215.2204 | 13200.898 | 15086.4131 | 100000 | #REF! | #REF! | 48354.3387 | 60397.306 | 54740.7608 | 51645.6613 | #REF! | #REF! | #REF! | #REF! | 3 | 17215.2204 | 6386.4221 | #REF! | #REF! | 2128.8074 | #REF! | #REF!
L5 | Telcom L5 & Network Rack | DC NW Infra | NO |  |  | Rated | Bundled | Rack | Uncaged | No of Racks | 9 | 9 | 0 | 0 |  | 0 | Rated | KVA | 27 | 10 | 17 |  | 8.5 | 13.5 | 2.67 | 0 |  | Bundled | [8 empty] | 0 |  |  | 0 | 0 | 0 | 0 | 0 | 0 | 0 |  | NA |  |  |  |  | 0 | 0 | -3608.8353 | -15097.637 | -18246.9202 | 0 | #REF! | #REF! | 48719.2771 | 203818.0992 | 246333.4234 | -48719.2771 | #REF! | #REF! | #REF! | #REF! | 13.5 | -3608.8353 | 197614.1463 | #REF! | #REF! | 14638.0849 | #REF! | #REF!
| Total of 5th Floor | [17 empty] | 933.87 | 665.5695 |  |  | 272.5536 | 815.685 | 589.6992 | [7 empty] | No of Seats | No of Seats | 60 | 60 | 0 | 60 | [7 empty] | 21390684.3579 | per month
[7 empty] | Rack | 33 |  | Rack count | 65
[7 empty] | Space | 10 |  | Racks in Space | 216.1429
[7 empty] | U space | 25 |  | U space | 5
[10 empty] | Total | 286.1429
L4 | DEL1-L4-CC4 | Adani | YES | 2 |  | Subscribed | Metered | Space | Caged | Sq Ft | 480 | 480 | 0 | 480 |  | 510.4167 | Subscribed | KW | 42 | 47.147 | -5.147 |  | 0 | 42 | 47.147 | 5.147 | 6250 | Metered | 1 | Fixed | 14.8 | 31682.77 | No of Seats | No of Seats | 2 | 2 | 0 | 2 |  | 7500 | 245000 | 32168.6198 | 468904.996 | 15000 |  | 761073.6158 |  | 721005517 & 731004184 |  |  |  |  | 47567.101 | 18120.8004 | -2702.2556 | -2702.2556 | 297.9306 | 746073.6158 | 277168.6198 | 468904.996 | 859568.3527 | 859568.3527 | 651415.0529 | -113494.7369 | #REF! | #REF! | -390663.3567 | #REF! | 42 | -2702.2556 | -390663.3567 | #REF! | #REF! | -9301.5085 | #REF! | #REF!
L4 |  | Adani | YES |  |  | Subscribed | Metered | Rack | Uncaged | No of Racks | 3 | 3 | 0 | 3 |  | 37500 | Subscribed | KW | 18 | 10.428 | 7.572 |  | 7.572 | 18 | 10.428 | 0 | 6250 | Metered | 1 | Fixed | 14.8 | 7007.59 |  |  |  |  | 0 |  |  |  | 112500 | 0 | 103712.332 | 0 |  | 216212.332 |  | 121000700 & 121000880 |  |  |  |  | 72070.7773 | 12011.7962 | 1449.619 | 1449.619 | -51.3222 | 216212.332 | 112500 | 103712.332 | 190119.1907 | 190119.1907 | 279177.8798 | 26093.1413 | #REF! | #REF! | -86406.8587 | #REF! | 18 | 1449.619 | -86406.8587 | #REF! | #REF! | -4800.381 | #REF! | #REF!
L4 | L4-E-34 | CP WHOLESALE INDIA PVT LTD | NO |  |  | Rated | Metered | Rack | Uncaged | No of Racks | 1 | 1 | 0 | 1 |  | 35972.2222 | Rated | KVA | 6 | 16.16 | -10.16 |  | 0 | 3 | 3.1192 | 10.16 | 7500 | Metered | 1 | Fixed | 15.75 | 2096.09 |  |  |  |  | 0 |  |  |  | 35972.2222 | 76200 | 33013.4175 | 0 | 50000 | 195185.6397 |  | 721005527 & 711120937 |  |  |  |  | 195185.6397 | 65061.8799 | 29439.2462 | 29439.2462 | 31680.5085 | 145185.6397 | 112172.2222 | 33013.4175 | 56867.901 | 56867.901 | 46529.6466 | 88317.7387 | #REF! | #REF! | -23854.4835 | #REF! | 3 | 29439.2462 | -23854.4835 | #REF! | #REF! | -7951.4945 | #REF! | #REF!
L4 | L4-E-35 | CP WHOLESALE INDIA PVT LTD | NO |  |  | Rated | Metered | Rack | Uncaged | No of Racks | 1 | 1 | 0 | 1 |  |  | Rated | KVA | 0 | 0 | 0 |  | 0 | 0 | 0 | 0 | 0 | Metered | 1 | Fixed | 17 | [5 empty] | 0 |  |  |  | 0 | 0 | 0 | 0 | 50000 | 50000 |  | 721005527 & 711120937 |  |  |  |  | 50000 | #DIV/0! | #DIV/0! | #DIV/0! | #DIV/0! | 0 | 0 | 0 | 0 | 0 | 0 | #DIV/0! | #REF! | #REF! | 0 | #REF! | 0 | #DIV/0! | 0 | #REF! | #REF! | #DIV/0! | #REF! | #REF!
L4 | Server Hall L4 | Cloud | NO |  |  | Rated | Bundled | Rack | Uncaged | No of Racks | 6 | 6 | 0 | 0 |  | 0 | Rated | KVA | 24 | 16.24 | 7.76 |  | 3.88 | 12 | 0 | 0 | 0 | Bundled | [8 empty] | 0 |  |  |  | 0 | 0 | 0 | 0 | 0 | 0 |  | NA |  |  |  |  | 0 | 0 | 0 | -5899.8375 | -18246.9202 | 0 | #REF! | #REF! | 0 | 70798.0506 | 218963.043 | 0 | #REF! | #REF! | #REF! | #REF! | 12 | 0 | 218963.043 | #REF! | #REF! | 18246.9202 | #REF! | #REF!
L4 | DEL1-L4-CC5 | PI INDUSTRIES | YES | 5 |  | Rated | Metered | Space | Caged | Sq Ft | 128 | 128 | 0 | 4 |  | 33333.3333 | Rated | KVA | 32 | 41.72 | -9.72 |  | 0 | 16 | 14.1526 | 9.72 | 0 | Metered | 1 | Fixed | 16.5 | 9510.52 | No of Seats | No of Seats | 5 | 5 | 0 | 5 |  | 7916.6667 | 133333.3333 | 0 | 156923.58 | 39583.3333 | 26000 | 355840.2467 |  | 721006231 & 731004518 | 2018-03-10 |  |  |  | 83400.0578 | 22240.0154 | 2014.5039 | 2014.5039 | 3089.7511 | 290256.9133 | 133333.3333 | 156923.58 | 258024.851 | 258024.851 | 248158.1154 | 32232.0623 | #REF! | #REF! | -101101.271 | #REF! | 16 | 2014.5039 | -101101.271 | #REF! | #REF! | -6318.8294 | #REF! | #REF!
L4 |  | PI INDUSTRIES | YES |  |  | Subscribed | Metered | Space | Caged | Sq Ft | 64 | 64 | 0 | 2 |  | 33333.3333 | Subscribed | KW | 5 | 4.9007 | 0.09933 |  | 0.09933 | 5 | 4.9007 | 0 | 0 | Metered | 1 | Fixed | 19.5 | 3293.25 |  |  |  |  | 0 |  |  |  | 66666.6667 | 0 | 64218.375 | 0 | 0 | 130885.0417 |  | 121001447 | 2018-03-10 |  |  |  | 61352.3633 | 26177.0083 | 8307.5261 | 8307.5261 | 9956.3511 | 130885.0417 | 66666.6667 | 64218.375 | 89347.4111 | 89347.4111 | 77549.4111 | 41537.6305 | #REF! | #REF! | -25129.0361 | #REF! | 5 | 8307.5261 | -25129.0361 | #REF! | #REF! | -5025.8072 | #REF! | #REF!
L4 | L4-F-29 | PI INDUSTRIES | YES |  |  | Subscribed | Metered | Rack | Uncaged | No of Racks | 1 | 1 | 0 | 1 |  |  | Subscribed | KW | 4 | 5.9018 | -1.9018 |  | 0 | 4 | 5.9018 | 1.9018 |  | Metered |  |  |  | 3966 | [28 empty] | 107599.433
L4 | L4-F-31, L4-F-32, L4-F-33, L4-F-34 & L4-F-35 | THE TATA POWER COMPANY LIMITED | NO |  |  | Subscribed | Metered | Rack | Uncaged | No of Racks | 5 | 5 | 0 | 5 |  | 32778.3333 | Subscribed | KW | 17.5 | 16.2652 | 1.2348 |  | 1.2348 | 17.5 | 16.2652 | 0 | 7500 | Metered | 1 | Fixed | 17.34 | 10930.21 |  |  |  |  | 0 |  |  |  | 163891.6667 | 0 | 189529.8414 | 0 | 5000 | 358421.5081 |  | 721006088 | 2018-03-22 | 3 | 2021-03-21 |  | 71684.3016 | 20481.229 | 3250.2745 | 3250.2745 | 4644.3039 | 353421.5081 | 163891.6667 | 189529.8414 | 296541.704 | 296541.704 | 271422.9387 | 56879.804 | #REF! | #REF! | -107011.8626 | #REF! | 17.5 | 3250.2745 | -107011.8626 | #REF! | #REF! | -6114.9636 | #REF! | #REF!
L4 | DEL1-L4-CC2 | HAVELLS INDIA LTD | YES |  |  | Subscribed | Metered | Space | Caged | Sq Ft | 288 | 288 | 0 | 12 |  | 10833.3333 | Subscribed | KW | 36 | 17.0104 | 18.9896 |  | 18.9896 | 36 | 17.0104 | 0 | 7500 | Metered | 1.7 | Variable | 9.53 | 11430.97 |  |  |  |  | 0 |  |  |  | 130000 | 0 | 185193.145 | 0 | 9333.3333 | 324526.4783 |  | 721006426 | 2018-07-15 | 3 | 2021-07-14 |  | 33804.8415 | 9014.6244 | 140.7108 | 140.7108 | -1818.5089 | 315193.145 | 130000 | 185193.145 | 310127.5568 | 310127.5568 | 558355.7596 | 5065.5882 | #REF! | #REF! | -124934.4118 | #REF! | 36 | 140.7108 | -124934.4118 | #REF! | #REF! | -3470.4003 | #REF! | #REF!
L4 | L4-B-01 & L4-B-02 | HONGKONG SEAGA TECHNOLOGY LTD | YES |  |  | Subscribed | Bundled | Rack | Uncaged | No of Racks | 2 | 2 | 0 | 2 |  | 62720 | Subscribed | KW | 10 | 9.7372 | 0.2628 |  | 0.2628 | 10 | 9.7372 | 0 | 7500 | Bundled | 1 | Fixed | 0 | 6543.4 |  |  |  |  | 0 |  |  |  | 125440 | 0 | 0 | 0 | 0 | 125440 |  | 722000099, 121000448, 121000954 | 22 Aug 18 & 17 Dec 19 |  |  |  | 62720 | 12544 | -5208.5499 | -5208.5499 | -5702.9202 | 125440 | #REF! | #REF! | 177525.4992 | 177525.4992 | 182469.2025 | -52085.4992 | #REF! | #REF! | #REF! | #REF! | 10 | -5208.5499 | 4943.7033 | #REF! | #REF! | 494.3703 | #REF! | #REF!
L4 | Telco Room L4 & Network Rack | DC NW Infra | NO |  |  | Rated | Bundled | Rack | Uncaged | No of Racks | 7 | 7 | 0 | 0 |  | 0 | Rated | KVA | 21 | 10 | 11 |  | 5.5 | 10.5 | 16 | 0 | 0 | Bundled | [8 empty] | 0 |  |  | 0 | 0 | 0 | 0 | 0 | 0 | 0 |  | NA |  |  |  |  | 0 | 0 | -27804.8309 | -37362.7415 | -18246.9202 | 0 | #REF! | #REF! | 291950.724 | 392308.7854 | 191592.6626 | -291950.724 | #REF! | #REF! | #REF! | #REF! | 10.5 | -27804.8309 | -100358.0614 | #REF! | #REF! | -9557.9106 | #REF! | #REF!
L4 | L4 (L4-A-29) ( 1 Rack) | Indiabulls Ventures Limited/ SAMMAAN CAPITAL LIMITED. | YES | 2 |  | Rated | Bundled | Space | Caged | Sq Ft | 320 | 320 | 0 | 1 |  | 43590.2778 | Rated | KVA | 6 | 5.63 | 0.37 |  | 0.185 | 3 | 20.43 | 0 | 7500 | Bundled |  |  |  |  | No of Seats | No of Seats | 2 | 2 | 0 | 2 |  | 5416.6667 | 43590.2778 | 0 | 0 | 10833.3333 | 17108.3333 | 71531.9444 |  | 721007295, 721007296 & 721007298, 121000202, 121000147 | 8 Oct 18, 8 Oct 18, 10 Oct 18, 12 Oct 18, 9 Feb 19 | 7 |  |  | 6706.1198 | 23843.9815 | -109731.4343 | -110856.6611 | -3716.8277 | 43590.2778 | #REF! | #REF! | 372784.5807 | 376160.261 | 54740.7608 | -329194.3029 | #REF! | #REF! | #REF! | #REF! | 3 | -109731.4343 | -318043.82 | #REF! | #REF! | -106014.6067 | #REF! | #REF!
L4 | L4 (L4-B-26 & L4-B-28 & L4-A-26 & L4-B-30) ( 4 Racks) | IVL Finance Limited / Indiabulls Consumer Finance Limited / SAMMAAN CAPITAL LIMITED. | YES |  |  | Rated | Bundled |  | Caged | Sq Ft |  |  | 0 | 3 |  | 43590.2778 | Rated | KVA | 15 | 43.34 | -28.34 |  | 0 | 7.5 |  | 28.34 | 7500 | Bundled | [11 empty] | 5416.6667 | 130770.8333 | 212550 | 0 | 0 | 17108.3333 | 360429.1667 |  | 721007295, 721007296 & 721007298, 121000202, 121000147 | 8 Oct 18, 8 Oct 18, 10 Oct 18, 12 Oct 18, 9 Feb 19 | 7 |  |  | 0 | 48057.2222 | 45776.1111 | 45776.1111 | 27529.1909 | 343320.8333 | #REF! | #REF! | 0 | 0 | 136851.9019 | 343320.8333 | #REF! | #REF! | #REF! | #REF! | 7.5 | 45776.1111 | 136851.9019 | #REF! | #REF! | 18246.9202 | #REF! | #REF!
L4 | L4 (L4-B-29 & L4-A-28) ( 2 Racks) | Indiabulls Housing Finance Limited / SAMMAAN CAPITAL LIMITED. | YES |  |  | Rated | Bundled |  | Caged | Sq Ft |  |  | 0 | 2 |  | 43590.2778 | Rated | KVA | 12 | 14.13 | -2.13 |  | 0 | 6 |  | 2.13 | 7500 | Bundled | [11 empty] | 5416.6667 | 87180.5556 | 15975 | 0 | 0 | 17108.3333 | 120263.8889 |  | 721007295, 721007296 & 721007298, 121000202, 121000147 | 8 Oct 18, 8 Oct 18, 10 Oct 18, 12 Oct 18, 9 Feb 19 | 7 |  |  | 0 | 20043.9815 | 17192.5926 | 17192.5926 | -1054.3277 | 103155.5556 | #REF! | #REF! | 0 | 0 | 109481.5215 | 103155.5556 | #REF! | #REF! | #REF! | #REF! | 6 | 17192.5926 | 109481.5215 | #REF! | #REF! | 18246.9202 | #REF! | #REF!
L4 | L4-E-30, L4-E-31 & L4-E-32 | ANI NETWORK PVT LTD | YES |  |  | Subscribed | Metered | Rack | Uncaged | No of Racks | 3 | 3 | 0 | 3 |  | 20000 | Subscribed | KW | 9 | 3.7887 | 5.2113 |  | 5.2113 | 9 | 3.7887 | 0 | 6666.6667 | Metered | 1 | Fixed | 18 | 2545.98 |  |  |  |  | 0 |  |  | 0 | 60000 | 0 | 45827.64 | 0 | 17083.3333 | 122910.9733 |  | 721007401 | 2019-04-18 | 1 | 2020-04-17 |  | 40970.3244 | 13656.7748 | 4083.7792 | 4083.7792 | 2356.3845 | 105827.64 | 60000 | 45827.64 | 69073.6269 | 69073.6269 | 139588.9399 | 36754.0131 | #REF! | #REF! | -23245.9869 | #REF! | 9 | 4083.7792 | -23245.9869 | #REF! | #REF! | -2582.8874 | #REF! | #REF!
L4 | DEL1-L4-CC6) 60 Racks) | EDGE NETWORK SERVICES LIMITED | YES |  |  | Subscribed | Metered | Space | Caged | Sq Ft | 1120 | 1120 | 0 | 60 |  | 592 | Subscribed | KW | 420 | 75.9031 | 344.0969 |  | 344.0969 | 420 | 75.9031 | 0 | 0 | Metered | 1.7 | Variable | 10.88 | 51006.9 |  |  |  |  | 0 |  |  | 0 | 35520 | 0 | 943423.6224 | 0 | 0 | 978943.6224 |  | 121000371 | 2019-05-27 |  |  |  | 26221.7042 | 2330.8181 | -964.0414 | -964.0414 | -3917.0996 | 978943.6224 | 35520 | 943423.6224 | 1383841.0281 | 1383841.0281 | 6514150.5292 | -404897.4057 | #REF! | #REF! | -440417.4057 | #REF! | 420 | -964.0414 | -440417.4057 | #REF! | #REF! | -1048.6129 | #REF! | #REF!
L4 | DEL1-L4-CC7 | GOOGLE INDIA PVT LTD (DEL-12 Google) | YES |  |  | Subscribed | Metered | Space | Caged | Sq Ft | 1100 | 1100 | 0 | 1100 |  | 1477.2727 | Subscribed | KW | 250 | 163.2404 | 86.7596 |  | 86.7596 | 250 | 163.2404 | 0 | 0 | Metered | 1.7 | Variable | 10.88 | 109697.53 |  |  |  |  | 0 |  |  | 0 | 1625000 | 0 | 2028965.5149 | 0 | 0 | 3653965.5149 |  | 721007336 | 2019-07-01 |  |  |  | 99653.605 | 14615.8621 | 2711.2811 | 2711.2811 | 2498.329 | 3653965.5149 | 1625000 | 2028965.5149 | 2976145.241 | 2976145.241 | 3877470.5531 | 677820.2739 | #REF! | #REF! | -947179.7261 | #REF! | 250 | 2711.2811 | -947179.7261 | #REF! | #REF! | -3788.7189 | #REF! | #REF!
L4 | DEL1-L4-CC8 | GOOGLE INDIA PVT LTD ( 903) | YES |  |  | Subscribed | Metered | Space | Caged | Sq Ft | 1050 | 1050 | 0 | 1050 |  | 386.9048 | Subscribed | KW | 250 | 5.0595 | 244.9405 |  | 244.9405 | 250 | 5.0595 | 0 | 0 | Metered | 1.7 | Variable | 10.19 | 3400 |  |  |  |  | 0 |  |  | 0 | 406250 | 0 | 58898.2 | 0 | 0 | 465148.2 | [6 empty] | 13289.9486 | 1860.5928 | 1491.6184 | 1491.6184 | -3106.5116 | 465148.2 | 406250 | 58898.2 | 92243.5885 | 92243.5885 | 3877470.5531 | 372904.6115 | #REF! | #REF! | -33345.3885 | #REF! | 250 | 1491.6184 | -33345.3885 | #REF! | #REF! | -133.3816 | #REF! | #REF!
L4 | DEL1-L4-CC9( 25 Racks) | AMAZON DATA SERVICES INDIA PVT LTD-HOSTING | YES |  |  | Subscribed | Metered | Space | Caged | Sq Ft | 704 | 704 | 0 | 25 |  | 41700 | Subscribed | KW | 150 | 103.8954 | 46.1046 |  | 46.1046 | 150 | 103.8954 | 0 | 0 | Metered | 1.7 | Variable | 9.3 | 69817.7 |  |  |  |  | 0 |  |  | 0 | 1042500 | 0 | 1103817.837 | 0 | 0 | 2146317.837 |  | 121000721, 121000722 & 121000808 | 2020-01-20 |  |  |  | 91462.4078 | 14308.7856 | 1680.8734 | 1680.8734 | 1277.0998 | 2146317.837 | 1042500 | 1103817.837 | 1894186.8207 | 1894186.8207 | 2326482.3319 | 252131.0163 | #REF! | #REF! | -790368.9837 | #REF! | 150 | 1680.8734 | -790368.9837 | #REF! | #REF! | -5269.1266 | #REF! | #REF!
L4 | DEL1-L4-CC10( 10 Racks) | AMAZON DATA SERVICES INDIA PVT LTD-HOSTING | YES |  |  | Subscribed | Metered | Space | Caged | Sq Ft | 352 | 352 | 0 | 10 |  | 0 | Subscribed | KW | 60 | 33.9238 | 26.0762 |  | 26.0762 | 60 | 33.9238 | 0 | 0 | Metered | 1.7 | Variable | 9.3 | 22796.77 |  |  |  |  | 0 |  |  | 0 | 0 | 0 | 360416.9337 | 0 | 0 | 360416.9337 | [6 empty] | 30717.3523 | 6006.9489 | -4301.1681 | -4301.1681 | -5672.9002 | 360416.9337 | 0 | 360416.9337 | 618487.021 | 618487.021 | 930592.9327 | -258070.0873 | #REF! | #REF! | -258070.0873 | #REF! | 60 | -4301.1681 | -258070.0873 | #REF! | #REF! | -4301.1681 | #REF! | #REF!
L4 | L4-A-01 & L4-A-02 | Netskope INC/ Netskope Software India Private Limited | NO |  |  | Subscribed | Bundled | Rack | Uncaged | No of Racks | 2 | 2 | 0 | 2 |  | 108500 | Subscribed | KW | 12 | 10.8943 | 1.1057 |  | 1.1057 | 12 | 10.8943 | 0 | 0 | Bundled | 1 | Fixed | 0 | 7320.94 |  |  |  |  | 0 |  |  | 0 | 217000 | 0 | 0 | 0 | 7875 | 224875 |  | 121000330 & 121000602 | 2020-03-20 |  |  |  | 112437.5 | 18739.5833 | 1531.6231 | 1531.6231 | -163.5869 | 217000 | #REF! | #REF! | 198620.5226 | 198620.5226 | 218963.043 | 18379.4774 | #REF! | #REF! | #REF! | #REF! | 12 | 1531.6231 | 20342.5204 | #REF! | #REF! | 1695.21 | #REF! | #REF!
L4 | L4-D-25, L4-D-26, L4-C-25, L4-C-26 & L4-C-27 | ZSCALER SOFTECH INDIA PVT LTD | NO |  |  | Subscribed | Metered | Rack | Uncaged | No of Racks | 5 | 5 | 0 | 5 |  | 61344 | Subscribed | KW | 40 | 29.1708 | 10.8292 |  | 10.8292 | 40 | 29.1708 | 0 | 0 | Metered | 1 | Fixed | 18.38 | 19602.75 |  |  |  |  | 0 |  |  | 0 | 306720 | 0 | 360298.545 | 0 | 48052.8333 | 715071.3783 |  | 121000809 & 121000810 | 2019-12-13 |  |  |  | 143014.2757 | 17876.7845 | 3379.6695 | 3379.6695 | 3594.1538 | 667018.545 | 306720 | 360298.545 | 531831.7662 | 531831.7662 | 620395.2885 | 135186.7788 | #REF! | #REF! | -171533.2212 | #REF! | 40 | 3379.6695 | -171533.2212 | #REF! | #REF! | -4288.3305 | #REF! | #REF!
L4 | L4-F-23 | U.P. Communication Services Pvt Ltd | YES |  |  | Rated | Bundled | Rack | Uncaged | No of Racks | 1 | 1 | 0 | 1 |  | 35000 | Rated | KVA | 3 | 6.38 | -3.38 |  | 0 | 1.5 | 2.2956 | 3.38 | 7500 | Bundled |  |  |  | 1542.62 |  |  |  |  | 0 |  |  | 0 | 35000 | 25350 | 0 | 0 | 2916.6667 | 63266.6667 |  | 121000866 | 2020-02-24 | 1 | 2021-02-23 |  | 63266.6667 | 42177.7778 | 12331.9991 | 12331.9991 | 21986.4131 | 60350 | #REF! | #REF! | 41852.0013 | 41852.0013 | 27370.3804 | 18497.9987 | #REF! | #REF! | #REF! | #REF! | 1.5 | 12331.9991 | -14481.621 | #REF! | #REF! | -9654.414 | #REF! | #REF!
L4 | L4-F-26 & L4-F-27 | Zenlayer | NO |  |  | Subscribed | Bundled | Rack | Uncaged | No of Racks | 2 | 2 | 0 | 2 |  |  | Subscribed | KVA | 8 | 7.5546 | 0.4454 |  | 0.4454 | 8 | 7.5546 |  | 7500 | Bundled |  |  |  | 5076.69 |  |  |  |  | 0 |  |  | 0 | 0 | 0 | 0 | 0 | 2916.6667 | 2916.6667 |  | 121000866 | 2020-02-24 | 1 | 2021-02-23 |  | 1458.3333 | 364.5833 | -17216.6214 | -17216.6214 | -18246.9202 | 0 | #REF! | #REF! | 137732.9716 | 137732.9716 | 145975.362 | -137732.9716 | #REF! | #REF! | #REF! | #REF! | 8 | -17216.6214 | 8242.3904 | #REF! | #REF! | 1030.2988 | #REF! | #REF!
L4 | L4-E-26 | TCI SUPPLY CHAIN SOLUTION A DIVISION OF TRANSPORT | YES |  |  | Rated | Bundled | Rack | Uncaged | No of Racks | 1 | 1 | 0 | 1 |  | 65416.6667 | Rated | KVA | 6 | 7.79 | -1.79 |  | 0 | 3 | 2.0414 | 1.79 | 7500 | Bundled |  |  |  | 1371.82 |  |  |  |  | 0 |  |  | 0 | 65416.6667 | 13425 | 0 | 0 | 2500 | 81341.6667 |  | 121001006 | 2020-02-01 | 3 | 2023-01-31 |  | 81341.6667 | 27113.8889 | 13874.5164 | 13874.5164 | 8033.6353 | 78841.6667 | #REF! | #REF! | 37218.1175 | 37218.1175 | 54740.7608 | 41623.5491 | #REF! | #REF! | #REF! | #REF! | 3 | 13874.5164 | 17522.6432 | #REF! | #REF! | 5840.8811 | #REF! | #REF!
L4 | L4-D-27 | GIGANTIC INFOTEL PVT LTD | YES |  |  | Subscribed | Metered | Rack | Uncaged | No of Racks | 1 | 1 | 0 | 1 |  | 25000 | Subscribed | KW | 3 | 2.2482 | 0.7518 |  | 0.7518 | 3 | 2.2482 | 0 | 7500 | Metered | 1 | Fixed | 18.5 | 1510.79 |  |  |  |  | 0 |  |  | 0 | 25000 | 0 | 27949.615 | 0 | 14583.3333 | 67532.9483 |  | 121001524 & 121001525 | 2020-10-12 |  |  |  | 67532.9483 | 22510.9828 | 3987.0588 | 3987.0588 | 4334.1511 | 52949.615 | 25000 | 27949.615 | 40988.4386 | 40988.4386 | 46529.6466 | 11961.1764 | #REF! | #REF! | -13038.8236 | #REF! | 3 | 3987.0588 | -13038.8236 | #REF! | #REF! | -4346.2745 | #REF! | #REF!
L4 | L4-D-28 | DE CIX Interwire Internet Services Private Limited | NO |  |  | Subscribed | Metered | Rack | Uncaged | No of Racks | 1 | 1 | 0 | 1 |  | 13333.3333 | Subscribed | KW | 2 | 3.4798 | -1.4798 |  | 0 | 2 | 3.4798 | 1.4798 | 6666.6667 | Metered | 1.7 | Variable | 10.02 | 2338.41 |  |  |  |  | 0 |  |  | 0 | 13333.3333 | 9865.1786 | 39832.4759 | 0 | 10833.3333 | 73864.3212 |  | 121001464 |  |  |  |  | 73864.3212 | 36932.1606 | -205.584 | -205.584 | 6687.9285 | 63030.9878 | 23198.5119 | 39832.4759 | 63442.1558 | 63442.1558 | 31019.7644 | -411.168 | #REF! | #REF! | -23609.6799 | #REF! | 2 | -205.584 | -23609.6799 | #REF! | #REF! | -11804.8399 | #REF! | #REF!
L4 | L4-E-28 | INFOLINK BROADBAND SERVICES PRIVATE LIMITED | NO |  |  | Rated | Bundled | Rack | Uncaged | No of Racks | 1 | 1 | 0 | 1 |  |  | Rated | KVA | 3 | 2.74 | 0.26 |  | 0.13 | 1.5 | 0.4 |  |  | Bundled
L4 | L4-F-24 | EDGEREDE PRIVATE LIMITED | NO |  |  | Rated | Bundled | U space | Uncaged | U Space | 21 | 21 | 0 | 21 |  |  | Rated | KVA | 2 | 0.81 | 1.19 |  | 0.595 | 1 | 1.04 |  |  | Bundled
|  | TEXES CONNECT PRIVATE LIMITE | YES |  |  | Rated | Bundled | U space | Uncaged | U Space | 10 | 10 | 0 | 10 |  |  | Rated | KVA | 1 | 1.71 | -0.71 |  | 0 | 0.5 |  |  |  | Bundled
|  | STARTREK TELECOM LTD | NO |  |  | Rated | Bundled | U space | Uncaged | U Space | 10 | 10 | 0 | 10 |  |  | Rated | KVA | 1.2 | 0.53 | 0.67 |  | 0.335 | 0.6 |  |  |  | Bundled
L4 | Server Hall L4 L4-E-29 | WINMAX TELECOMMUNICATION INDIA PVT LTD | YES |  |  | Rated | Bundled | U space | Uncaged | U Space | 4 | 4 | 0 | 4 |  | 13333.3333 | Rated | KVA | 1 | 1.13 | -0.13 |  | 0 | 0.5 | 1.96 | 0.13 | 0 | Bundled | [8 empty] | 0 |  |  | 0 | 53333.3333 | 0 | 0 | 0 | 10000 | 63333.3333 |  | 121001685 & 121001687 |  |  |  |  | 633333.3333 | 126666.6667 | 35138.7393 | 35138.7393 | 88419.7464 | 53333.3333 | #REF! | #REF! | 35763.9637 | 35763.9637 | 9123.4601 | 17569.3696 | #REF! | #REF! | #REF! | #REF! | 0.5 | 35138.7393 | -26640.5036 | #REF! | #REF! | -53281.0071 | #REF! | #REF!
L4 |  | TEJAYS INDUSTRIES PVT LTD | NO |  |  | Rated | Bundled | U space | Uncaged | U Space | 4 | 4 | 0 | 4 |  | 833.3333 | Rated | KVA | 2 | 0.82 | 1.18 |  | 0.59 | 1 |  | 0 | 0 | Bundled | [8 empty] | 0 |  |  | 0 | 3333.3333 | 0 | 0 | 0 | 0 | 3333.3333 |  | 121001747 |  |  |  |  | 33333.3333 | 3333.3333 | 3333.3333 | -7432.3496 | -14913.5869 | 3333.3333 | #REF! | #REF! | 0 | 10765.6829 | 18246.9202 | 3333.3333 | #REF! | #REF! | #REF! | #REF! | 1 | 3333.3333 | 18246.9202 | #REF! | #REF! | 18246.9202 | #REF! | #REF!
L4 |  | HYOSEC SOLUTIONS PRIVATE LIMITED | NO |  |  | Rated | Bundled | U space | Uncaged | U Space | 4 | 4 | 0 | 4 |  | 3125 | Rated | KVA | 0.98 | 0.96 | 0.02 |  | 0.01 | 0.49 |  | 0 | 0 | Bundled | [8 empty] | 0 |  |  | 0 | 12500 | 0 | 0 | 0 | 0 | 12500 | [6 empty] | 125000 | 25510.2041 | 25510.2041 | 25137.818 | 7263.2838 | 12500 | #REF! | #REF! | 0 | 182.4692 | 8940.9909 | 12500 | #REF! | #REF! | #REF! | #REF! | 0.49 | 25510.2041 | 8940.9909 | #REF! | #REF! | 18246.9202 | #REF! | #REF!
L4 |  | Nexusnet Networks Private Limited/ METANET TELECOMMUNICATIONS | NO |  |  | Rated | Bundled | U space | Uncaged | U Space | 2 | 2 | 0 | 2 |  | 3125 | Rated | KVA | 0.5 | 0.31 | 0.19 |  | 0.095 | 0.25 |  | 0 | 7500 | Bundled | [8 empty] | 0 |  |  | 0 | 6250 | 0 | 0 | 0 | 0 | 6250 |  | 121001747 |  |  |  |  | 125000 | 25000 | 25000 | 18066.1703 | 6753.0798 | 6250 | #REF! | #REF! | 0 | 1733.4574 | 4561.7301 | 6250 | #REF! | #REF! | #REF! | #REF! | 0.25 | 25000 | 4561.7301 | #REF! | #REF! | 18246.9202 | #REF! | #REF!
|  | CORONET CORPORATION LIMITED ( 10U TO 14U) | YES |  |  | Rated | Bundled | U space | Uncaged | U Space | 4 | 4 | 0 | 4 |  |  | Rated | KVA | 0.5 | 0.53 | -0.03 |  | 0 | 0.25 |  | 0.03 |  | Bundled
L4 |  | INSTALINKS | NO |  |  | Rated | Bundled | U space | Uncaged | U Space | 5 | 5 | 0 | 5 |  | 2500 | Rated | KVA | 1.25 | 0.2 | 1.05 |  | 0.525 | 0.625 |  | 0 | 7916.6667 | Bundled | [8 empty] | 0 |  |  | 0 | 12500 | 0 | 0 | 0 | 0 | 12500 |  | 121001747 |  |  |  |  | 100000 | 20000 | 20000 | 4672.587 | 1753.0798 | 12500 | #REF! | #REF! | 0 | 9579.6331 | 11404.3252 | 12500 | #REF! | #REF! | #REF! | #REF! | 0.625 | 20000 | 11404.3252 | #REF! | #REF! | 18246.9202 | #REF! | #REF!
L4 | Server Hall L4 L4-D-29 | ICX Global/ MEGATEL NETWORKS PVT LTD | NO |  |  | Rated | Bundled | U space | Uncaged | U Space | 10 | 10 | 0 | 10 |  | 1000 | Rated | KVA | 2.5 | 1.76 | 0.74 |  | 0.37 | 1.25 | 1.6 | 0 | 7916.6667 | Bundled | [8 empty] | 0 |  |  | 0 | 10000 | 0 | 0 | 0 | 0 | 10000 | [6 empty] | 40000 | 8000 | -15356.0579 | -20757.1463 | -10246.9202 | 10000 | #REF! | #REF! | 29195.0724 | 35946.4329 | 22808.6503 | -19195.0724 | #REF! | #REF! | #REF! | #REF! | 1.25 | -15356.0579 | -6386.4221 | #REF! | #REF! | -5109.1377 | #REF! | #REF!
L4 |  | SWIFTIFY PVT LTD | YES |  |  | Rated | Bundled | U space | Uncaged | U Space | 3 | 3 | 0 | 3 |  | 2916.6667 | Rated | KVA | 0.75 | 0.33 | 0.42 |  | 0.21 | 0.375 |  | 0 |  | Bundled | [8 empty] | 0 |  |  | 0 | 8750 | 0 | 0 | 0 | 0 | 8750 | [6 empty] | 116666.6667 | 23333.3333 | 23333.3333 | 13115.058 | 5086.4131 | 8750 | #REF! | #REF! | 0 | 3831.8533 | 6842.5951 | 8750 | #REF! | #REF! | #REF! | #REF! | 0.375 | 23333.3333 | 6842.5951 | #REF! | #REF! | 18246.9202 | #REF! | #REF!
L4 |  | EKAM CONVERGENCE | YES |  |  | Rated | Bundled | U space | Uncaged | U Space | 4 | 4 | 0 | 4 |  |  | Rated | KVA | 1.5 | 0.56 | 0.94 |  | 0.47 | 0.75 |  | 0 |  | Bundled
L4 |  | SKYNET INTERNET BROADBAND | NO |  |  | Rated | Bundled | U space | Uncaged | U Space | 1 | 1 | 0 | 1 |  |  | Rated | KVA | 0.25 | 0.09 | 0.16 |  | 0.08 | 0.125 |  | 0 |  | Bundled
|  | JOY DATA SERVICES | NO |  |  | Rated | Bundled | U space | Uncaged | U Space | 1 | 1 | 0 | 1 |  |  | Rated | KVA | 0.25 | 0.52 | -0.27 |  | 0 | 0.125 |  | 0.27 |  | Bundled
L4 |  | SPEEDNET UNIQUE NETWORK PVT LTD | YES |  |  | Rated | Bundled | U space | Uncaged | U Space | 4 | 4 | 0 | 4 |  | 2916.6667 | Rated | KVA | 1 | 0.61 | 0.39 |  | 0.195 | 0.5 |  | 0 | 0 | Bundled | [8 empty] | 0 |  |  | 0 | 11666.6667 | 0 | 0 | 0 | 0 | 11666.6667 | [6 empty] | 116666.6667 | 23333.3333 | 23333.3333 | 16217.0344 | 5086.4131 | 11666.6667 | #REF! | #REF! | 0 | 3558.1494 | 9123.4601 | 11666.6667 | #REF! | #REF! | #REF! | #REF! | 0.5 | 23333.3333 | 9123.4601 | #REF! | #REF! | 18246.9202 | #REF! | #REF!
L4 | L4-C-30 | KDDI INDIA-CONNECTIVITY | YES |  |  | Rated | Bundled | Rack | Uncaged | No of Racks | 1 | 1 | 0 | 1 |  | 35833.3333 | Rated | KVA | 3 | 1.82 | 1.18 |  | 0.59 | 1.5 | 0.58 | 0 | 9166.6667 | Bundled | [8 empty] | 0 |  |  | 0 | 35833.3333 | 0 | 0 | 0 | 0 | 35833.3333 | [6 empty] | 35833.3333 | 23888.8889 | 16833.4131 | 9656.2911 | 5641.9686 | 35833.3333 | #REF! | #REF! | 10583.2137 | 21348.8967 | 27370.3804 | 25250.1196 | #REF! | #REF! | #REF! | #REF! | 1.5 | 16833.4131 | 16787.1666 | #REF! | #REF! | 11191.4444 | #REF! | #REF!
| Total of 4th Floor | [17 empty] | 1484.18 | 727.3686 |  |  | 808.24 | 1410.34 | 614.1673 | [7 empty] | No of Seats | No of Seats | 9 | 9 | 0 | 9 | [7 empty] | 11884984.3219 | per month
[7 empty] | Rack | 18 |  | Rack count | 44
[7 empty] | Space | 10 |  | Racks in Space | 266.9524
[7 empty] | U space | 15 |  | U space | 3
[10 empty] | Total | 313.9524
L6 | DEL1-L6-CC1 | PUNJAB & SIND BANK-CONNECTIVITY |  | 5 |  | Rated | Metered | Space | Caged | Sq Ft | 1200 | 1200 | 0 | 1200 |  | 958.615 | Rated | KVA | 300 | 252.43 | 47.57 |  | 23.785 | 150 | 95.8873 | 0 | 0 | Metered | 1 | Fixed | 17.5 | 64436.29 | No of Seats | No of Seats | 5 | 5 | 0 | 5 |  | 833.3333 | 1150338 | 0 | 1127635.075 | 4166.6667 | 0 | 2282139.7417 |  | 121000871 |  |  |  |  | 57053.4935 | 15214.2649 | 3531.9095 | 3531.9095 | 3047.5378 | 2277973.075 | 1150338 | 1127635.075 | 1748186.6532 | 1748186.6532 | 2326482.3319 | 529786.4218 | #REF! | #REF! | -620551.5782 | #REF! | 150 | 3531.9095 | -620551.5782 | #REF! | #REF! | -4137.0105 | #REF! | #REF!
L6 | L6 | AKAMAI INDIA NETWORKS PRIVATE LIMITED | YES |  |  | Subscribed | Metered | Rack | Uncaged | No of Racks | 25 | 25 | 0 | 25 |  | 32500 | Subscribed | KW | 125 | 82.3057 | 42.6943 |  | 42.6943 | 125 | 82.3057 | 0 | 7916.6667 | Metered | 1 | Fixed | 16.5 | 55309.46 |  |  |  |  | 0 |  |  | 0 | 812500 | 0 | 912606.09 | 0 | 6875 | 1731981.09 |  | 121001252 |  |  |  |  | 69279.2436 | 13855.8487 | 1796.2768 | 1796.2768 | 1256.4178 | 1725106.09 | 812500 | 912606.09 | 1500571.4911 | 1500571.4911 | 1938735.2766 | 224534.5989 | #REF! | #REF! | -587965.4011 | #REF! | 125 | 1796.2768 | -587965.4011 | #REF! | #REF! | -4703.7232 | #REF! | #REF!
L6 | L6-I-31 , L6-I-33, L6-G-33,L6-G-32 & L6-D-31 | AKAMAI INDIA NETWORKS PRIVATE LIMITED | YES |  |  | Subscribed | Bundled | Rack | Uncaged | No of Racks | 5 | 5 | 0 | 5 |  |  | Subscribed | KW | 25 | 19.3032 | 5.6968 |  | 5.6968 | 25 | 19.3032 |  |  | Metered |  |  |  | 12971.77 | [28 empty] | 351930.1807 | 351930.1807 | 456173.0062
L6 | L6-G-26, L6-G-27, L6-G-28, L6-G-29, L6-G-30, L6-G-31 | AKAMAI INDIA NETWORKS PRIVATE LIMITED | YES |  |  | Subscribed | Bundled | Rack | Uncaged | No of Racks | 6 | 6 | 0 | 6 |  |  | Subscribed | KW | 30 | 18.1138 | 11.8862 |  | 11.8862 | 30 | 18.1138 |  |  | Metered |  |  |  | 12172.45 | [28 empty] | 330244.2556
L6 | L6-F-27 to L6-F-33 | ANONET COMMUNICATIONS PRIVATE LIMITED |  |  | 2025-06-15 | Subscribed | Bundled | Rack | Uncaged | No of Racks | 7 | 7 | 0 | 7 |  |  | Subscribed | KW | 21 | 6.1875 |  |  |  | 21 | 6.1875 | [6 empty] | 4158.01 | [28 empty] | 112808.754
L6 | DEL1-L6-CC2 | SUN PHARMACEUTICAL INDUSTRIES LTD-NORTH | YES | 7 |  | Subscribed | Metered | Space | Caged | Sq Ft | 416 | 416 | 0 | 20 |  | 322190 | Subscribed | KW | 72 | 45.4214 | 26.5786 |  | 26.5786 | 72 | 45.4214 | 0 | 5833.3333 | Metered | 1 | Fixed | 13.571 | 30523.21 | No of Seats | No of Seats | 7 | 7 | 0 | 7 |  | 4285.7143 | 6443800 | 0 | 414230.4829 | 30000 | 0 | 6888030.4829 | [6 empty] | 496732.9675 | 95667.09 | 83748.9102 | 83748.9102 | 82431.2162 | 6858030.4829 | 6443800 | 414230.4829 | 828108.9481 | 828108.9481 | 1116711.5193 | 6029921.5348 | #REF! | #REF! | -413878.4652 | #REF! | 72 | 83748.9102 | -413878.4652 | #REF! | #REF! | -5748.312 | #REF! | #REF!
L6 | L6 | AMAZON DATA SERVICES INDIA PVT LTD-HOSTING | YES |  |  | Subscribed | Metered | Space | Caged | Sq Ft | 904 | 904 | 0 | 19 |  | 0 | Subscribed | KW | 119 | 110.235 | 8.765 |  | 8.765 | 119 | 110.235 | 0 | 0 | Metered | 1.7 | Fixed |  | 74077.95 |  |  |  |  | 0 |  |  | 0 | 0 | 0 | 0 | 0 | 0 | 0 | [6 empty] | 0 | 0 | -16888.8184 | -16888.8184 | -15509.8822 | 0 | 0 | 0 | 2009769.3937 | 2009769.3937 | 1845675.9833 | -2009769.3937 | #REF! | #REF! | -2009769.3937 | #REF! | 119 | -16888.8184 | -2009769.3937 | #REF! | #REF! | -16888.8184 | #REF! | #REF!
L6 | L6-E-05, L6-E-06, L6-D-05 & L6-D-06 | NAINITAL BANK LTD | YES |  |  | Rated | Bundled | Rack | Uncaged | No of Racks | 4 | 4 | 0 | 4 |  | 73637.25 | Rated | KVA | 40 | 45.34 | -5.34 |  | 0 | 20 | 12.98 | 5.34 | 8250 | Bundled | [8 empty] | 0 |  |  | 0 | 294549 | 44055 | 0 | 0 | 0 | 338604 | [6 empty] | 84651 | 16930.2 | 5087.9488 | 5087.9488 | -1316.7202 | 338604 | #REF! | #REF! | 236845.0248 | 236845.0248 | 364938.405 | 101758.9752 | #REF! | #REF! | #REF! | #REF! | 20 | 5087.9488 | 128093.3802 | #REF! | #REF! | 6404.669 | #REF! | #REF!
L6 | L6-G-24 | NAINITAL BANK LTD | YES |  |  | Rated | Bundled | Rack | Uncaged | No of Racks | 1 | 1 | 0 | 1 |  |  | Rated | KVA | 6 | 7.54 | -1.54 |  | 0 | 3 | 3.03 | 1.54 | 8250 | Bundled | [8 empty] | 0 |  |  | 0 | 0 | 12705 | 0 | 0 | 0 | 12705 | [6 empty] | 12705 | 4235 | -14194.3895 | -14194.3895 | -14011.9203 | 12705 | #REF! | #REF! | 55288.1684 | 55288.1684 | 54740.7608 | -42583.1684 | #REF! | #REF! | #REF! | #REF! | 3 | -14194.3895 | -547.4076 | #REF! | #REF! | -182.4692 | #REF! | #REF!
L6 | L6-D-29 | NAINITAL BANK LTD | YES |  |  | Rated | Bundled | Rack | Uncaged | No of Racks | 1 | 1 | 0 | 1 |  |  | Rated | KVA | 10 | 6.03 | 3.97 |  | 1.985 | 5 | 1.86 | 0 | 8250 | Bundled | [8 empty] | 0 |  |  | 0 | 0 | 0 | 0 | 0 | 0 | 0 | [6 empty] | 0 | 0 | -6787.8543 | -14031.8817 | -18246.9202 | 0 | #REF! | #REF! | 33939.2717 | 70159.4084 | 91234.6012 | -33939.2717 | #REF! | #REF! | #REF! | #REF! | 5 | -6787.8543 | 57295.3296 | #REF! | #REF! | 11459.0659 | #REF! | #REF!
L6 | L6-D-30 | NAINITAL BANK LTD | YES |  |  | Rated | Bundled | Rack | Uncaged | No of Racks | 1 | 1 | 0 | 1 |  |  | Rated | KVA | 10 | 5.41 | 4.59 |  | 2.295 | 5 | 0.66 | 0 | 8250 | Bundled | [8 empty] | 0 |  |  | 0 | 0 | 0 | 0 | 0 | 0 | 0 | [6 empty] | 0 | 0 | -2408.5935 | -10783.9299 | -18246.9202 | 0 | #REF! | #REF! | 12042.9674 | 53919.6493 | 91234.6012 | -12042.9674 | #REF! | #REF! | #REF! | #REF! | 5 | -2408.5935 | 79191.6339 | #REF! | #REF! | 15838.3268 | #REF! | #REF!
L6 | L6-D-03 | NAINITAL BANK LTD | YES |  |  | Rated | Bundled | Rack | Uncaged | No of Racks | 1 | 0 | 1 | 0 |  |  | Rated | KVA | 10 |  | 10 |  | 5 | 5 | 1.66 | 0 |  | Bundled | [12 empty] | 0
L6 | L6-D-04 | DD TELECOM PVT LTD | NO |  |  | Subscribed | Metered | Rack | Uncaged | No of Racks | 1 | 1 | 0 | 1 |  | 22500 | Subscribed | KW | 3 | 0.58783 | 2.4122 |  | 2.4122 | 3 | 0.58783 | 0 | 7083.3333 | Metered | 1 | Fixed | 17.5 | 395.02 |  |  |  |  | 0 |  |  | 0 | 22500 | 0 | 6912.85 | 0 | 0 | 29412.85 | [6 empty] | 29412.85 | 9804.2833 | 6231.9243 | 6231.9243 | 2878.6178 | 29412.85 | 22500 | 6912.85 | 10717.0772 | 10717.0772 | 46529.6466 | 18695.7728 | #REF! | #REF! | -3804.2272 | #REF! | 3 | 6231.9243 | -3804.2272 | #REF! | #REF! | -1268.0757 | #REF! | #REF!
L6 | L6-D-02 | REISNET BROADBAND PRIVATE LIMITED | NO |  |  | Subscribed | Metered | Rack | Uncaged | No of Racks | 1 | 1 | 0 | 0 |  | 1840 | Subscribed | KW | 3 | 1.1263 | 1.8737 |  | 1.8737 | 3 | 1.1263 | 0 | 283 | Metered | 1 | Fixed | 0 | 756.86 |  |  |  |  | 0 |  |  |  | 0 | 0 | 0 | 0 | 0 | 0 | [6 empty] | 0 | 0 | -18246.9202 | -48603.1647 | -41312.69 | 0 | 0 | 0 | 20551.137 | 54740.7608 | 46529.6466 | -54740.7608 | #REF! | #REF! | -20551.137 | #REF! | 3 | -18246.9202 | -20551.137 | #REF! | #REF! | 1.1263 | #REF! | #REF!
L6 | DEL1-L6-CC3 | RAIDEN INFOTECH INDIA PRIVATE LIMITED (DEL-21 Google) |  |  |  | Subscribed | Metered | Space | Caged | Sq Ft | 904 | 904 | 0 | 904 |  | 1605.6637 | Subscribed | KW | 180 | 72.6667 | 107.3333 |  | 107.3333 | 180 | 72.6667 | 0 | 0 | Metered | On actual | Variable | 10.88 | 48832.01 |  |  |  |  | 0 |  |  | 0 | 1451520 | 0 | #VALUE! | 0 | 0 | #VALUE! | [6 empty] | #VALUE! | #VALUE! | #VALUE! | #VALUE! | #VALUE! | #VALUE! | #VALUE! | #VALUE! | 1324835.2463 | 1324835.2463 | 2791778.7982 | #VALUE! | #REF! | #VALUE! | #VALUE! | #VALUE! | 180 | #VALUE! | #VALUE! | #REF! | #VALUE! | #VALUE! | #REF! | #VALUE!
L6 | Server Hall L6 L6-E-03 | A P COMTECH | YES |  |  | Rated | Bundled | U space | Uncaged | U Space | 10 | 10 | 0 | 10 |  | 2916.6667 | Rated | KVA | 2.5 | 1.73 | 0.77 |  | 0.385 | 1.25 | 0.74 | 0 | 8333.3333 | Bundled | [8 empty] | 0 |  |  |  | 29166.6667 | 0 | 0 | 0 | 0 | 29166.6667 | [6 empty] | 116666.6667 | 23333.3333 | 12531.1565 | 6911.1051 | 5086.4131 | 29166.6667 | #REF! | #REF! | 13502.721 | 20527.7853 | 22808.6503 | 15663.9457 | #REF! | #REF! | #REF! | #REF! | 1.25 | 12531.1565 | 9305.9293 | #REF! | #REF! | 7444.7435 | #REF! | #REF!
|  | DEVDARPAN BROADBAND PRIVATE LIMITED (35U TO 36U) | YES |  | 2025-08-14 | Rated | Bundled | U space | Uncaged | U Space | 2 | 2 | 0 | 2 |  |  | Rated | KVA | 0.3 | 0.22 | 0.08 |  | 0.04 | 0.15 |  |  |  | Bundled | [34 empty] | 2737.038 | [5 empty] | 0.15
L6 | Server Hall L6 L6-F-25 | SHIVTEL COMMUNICATIONS PRIVATE LIMITED | YES |  |  | Rated | Bundled | U space | Uncaged | U Space | 24 | 24 | 0 | 24 |  | 2916.6667 | Rated | KVA | 4.5 | 9.02 | -4.52 |  | 0 | 2.25 | 2.44 | 4.52 | 7500 | Bundled | [8 empty] | 0 |  |  |  | 70000 | 33900 | 0 | 0 | 0 | 103900 | [6 empty] | 173166.6667 | 46177.7778 | 26390.0065 | 26390.0065 | 27930.8575 | 103900 | #REF! | #REF! | 44522.4854 | 44522.4854 | 41055.5706 | 59377.5146 | #REF! | #REF! | #REF! | #REF! | 2.25 | 26390.0065 | -3466.9148 | #REF! | #REF! | -1540.851 | #REF! | #REF!
L6 |  | DVCOMM INFOTECH PRIVATE LIMITED | NO |  |  | Rated | Bundled | U space | Uncaged | U Space | 6 | 6 | 0 | 6 |  | 1041.6667 | Rated | KVA | 0.5 | 0.28 | 0.22 |  | 0.11 | 0.25 |  | 0 |  | Bundled | [8 empty] | 0 |  |  |  | 6250 | 0 | 0 | 0 | 0 | 6250 | [6 empty] | 41666.6667 | 25000 | 25000 | 16971.3551 | 6753.0798 | 6250 | #REF! | #REF! | 0 | 2007.1612 | 4561.7301 | 6250 | #REF! | #REF! | #REF! | #REF! | 0.25 | 25000 | 4561.7301 | #REF! | #REF! | 18246.9202 | #REF! | #REF!
L6 |  | Shivam Broadband/ARKTEL NETWORKS PVT LTD | NO |  |  | Rated | Bundled | U space | Uncaged | U Space | 1 | 1 | 0 | 1 |  | 2416.6667 | Rated | KVA | 0.25 | 0.26 | -0.01 |  | 0 | 0.125 |  | 0.01 |  | Bundled | [8 empty] | 0 |  |  |  | 2416.6667 | 0 | 0 | 0 | 0 | 2416.6667 | [6 empty] | 96666.6667 | 19333.3333 | 19333.3333 | 19333.3333 | 1086.4131 | 2416.6667 | #REF! | #REF! | 0 | 0 | 2280.865 | 2416.6667 | #REF! | #REF! | #REF! | #REF! | 0.125 | 19333.3333 | 2280.865 | #REF! | #REF! | 18246.9202 | #REF! | #REF!
L6 | Server Hall L6 L6-F-24 | R P WORLD TELECOM PRIVATE LIMITED ( 33U TO 38 U) | YES |  |  | Rated | Bundled | U space | Uncaged | U Space | 6 | 6 | 0 | 6 |  | 1875 | Rated | KVA | 0.24 | 0.09 | 0.15 |  | 0.075 | 0.12 | 1.1 | 0 |  | Bundled | [8 empty] | 0 |  |  |  | 11250 | 0 | 0 | 0 | 0 | 11250 | [6 empty] | 75000 | 93750 | -73513.4356 | -84917.7608 | 75503.0798 | 11250 | #REF! | #REF! | 20071.6123 | 21440.1313 | 2189.6304 | -8821.6123 | #REF! | #REF! | #REF! | #REF! | 0.12 | -73513.4356 | -17881.9818 | #REF! | #REF! | -149016.5154 | #REF! | #REF!
L6 |  | Zenlayer ( 26U) | NO |  |  | Rated | Bundled | U space | Uncaged | U Space | 2 | 2 | 0 | 2 |  |  | Rated | KVA | 0.4 | 0.04 | 0.36 |  | 0.18 | 0.2 |  | 0 |  | Bundled | [34 empty] | 3649.3841 | [5 empty] | 0.2
L6 |  | ADN BROADBAND PRIVATE LIMITED ( 11U TO 13U) | YES |  |  | Rated | Bundled | U space | Uncaged | U Space | 3 | 3 | 0 | 3 |  |  | Rated | KVA | 0.3 | 0.27 | 0.03 |  | 0.015 | 0.15 |  | 0 |  | Bundled | [8 empty] | 0 |  |  |  | 0 | 0 | 0 | 0 | 0 | 0 | [6 empty] | 0 | 0 | 0 | -1824.692 | -18246.9202 | 0 | #REF! | #REF! | 0 | 273.7038 | 2737.038 | 0 | #REF! | #REF! | #REF! | #REF! | 0.15 | 0 | 2737.038 | #REF! | #REF! | 18246.9202 | #REF! | #REF!
L6 |  | SHIVTEL COMMUNICATIONS PRIVATE LIMITE ( 15 U TO 20U) | YES |  |  | Rated | Bundled | U space | Uncaged | U Space | 6 | 6 | 0 | 6 |  | 2916.6667 | Rated | KVA | 1 | 2.33 | -1.33 |  | 0 | 0.5 |  | 1.33 |  | Bundled | [8 empty] | 0 |  |  |  | 17500 | 0 | 0 | 0 | 0 | 17500 | [6 empty] | 116666.6667 | 35000 | 35000 | 35000 | 16753.0798 | 17500 | #REF! | #REF! | 0 | 0 | 9123.4601 | 17500 | #REF! | #REF! | #REF! | #REF! | 0.5 | 35000 | 9123.4601 | #REF! | #REF! | 18246.9202 | #REF! | #REF!
L6 |  | INDINET SERVICE PRIVATE LIMITED( 7U TO 8U) | NO |  |  | Rated | Bundled | U space | Uncaged | U Space | 2 | 2 | 0 | 2 |  |  | Rated | KVA | 0.5 | 0.056 | 0.444 |  | 0.222 | 0.25 |  | 0 |  | Bundled | [8 empty] | 0 |  |  |  | 0 | 0 | 0 | 0 | 0 | 0 | [6 empty] | 0 | 0 | 0 | -16203.2652 | -18246.9202 | 0 | #REF! | #REF! | 0 | 4050.8163 | 4561.7301 | 0 | #REF! | #REF! | #REF! | #REF! | 0.25 | 0 | 4561.7301 | #REF! | #REF! | 18246.9202 | #REF! | #REF!
L6 | L6-E-01 & L6-E-02 | LIGHTSTORM DATA CENTERS PRIVATE LIMITED | NO |  |  | Rated | Bundled | Rack | Uncaged | No of Racks | 2 | 2 | 0 | 2 |  | 56250 | Rated | KVA | 6 | 8.69 | -2.69 |  | 0 | 3 | 2.97 | 2.69 | 7500 | Bundled | [8 empty] | 0 |  |  | 0 | 112500 | 20175 | 0 | 0 | 0 | 132675 | [6 empty] | 66337.5 | 44225 | 26160.549 | 26160.549 | 25978.0798 | 132675 | #REF! | #REF! | 54193.3531 | 54193.3531 | 54740.7608 | 78481.6469 | #REF! | #REF! | #REF! | #REF! | 3 | 26160.549 | 547.4076 | #REF! | #REF! | 182.4692 | #REF! | #REF!
L6 | L6-G-25 | CISCO SYSTEMS INDIA PVT LTD | NO |  |  | Subscribed | Metered | Rack | Uncaged | No of Racks | 1 | 1 | 0 | 1 |  | 0 | Subscribed | KW | 1 | 0.83162 | 0.16838 |  | 0.16838 | 1 | 0.83162 | 0 | 0 | Metered |  |  | 0 | 558.85 |  |  |  |  | 0 |  |  | 0 | 0 | 0 | 0 | 0 | 0 | 0 | [6 empty] | 0 | 0 | -15161.8616 | -15161.8616 | -15509.8822 | 0 | 0 | 0 | 15161.8616 | 15161.8616 | 15509.8822 | -15161.8616 | #REF! | #REF! | -15161.8616 | #REF! | 1 | -15161.8616 | -15161.8616 | #REF! | #REF! | -15161.8616 | #REF! | #REF!
L6 | L6-E-29 & L6-E-30 | FIVE NETWORK BROADBAND SOLUTION PVT LTD | NO |  |  | Subscribed | Bundled | Rack | Uncaged | No of Racks | 2 | 2 | 0 | 2 |  | 22500 | Subscribed | KW | 3 | 2.6282 | 0.37185 |  | 0.37185 | 3 | 2.6282 | 0 | 7500 | Bundled | 1 | Fixed | 0 | 1766.12 |  |  |  |  | 0 |  |  | 0 | 45000 | 0 | 0 | 0 | 0 | 45000 | [6 empty] | 22500 | 15000 | -971.8869 | -971.8869 | -3246.9203 | 45000 | #REF! | #REF! | 47915.6608 | 47915.6608 | 54740.7608 | -2915.6608 | #REF! | #REF! | #REF! | #REF! | 3 | -971.8869 | 6825.1 | #REF! | #REF! | 2275.0333 | #REF! | #REF!
L6 | L6-G-23 | ESTO NETWORKS PRIVATE LIMITED/ESTO MEDIA PRIVATE LIMITED | YES |  |  | Rated | Bundled | Rack | Uncaged | No of Racks | 1 | 1 | 0 | 1 |  | 34166.6667 | Rated | KVA | 3 | 5.32 | -2.32 |  | 0 | 1.5 | 1.37 | 2.32 | 8333.3333 | Bundled | [8 empty] | 0 |  |  |  | 34166.6667 | 19333.3333 | 0 | 0 |  | 53500 | [6 empty] | 53500 | 35666.6667 | 19001.1462 | 19001.1462 | 17419.7464 | 53500 | #REF! | #REF! | 24998.2807 | 24998.2807 | 27370.3804 | 28501.7193 | #REF! | #REF! | #REF! | #REF! | 1.5 | 19001.1462 | 2372.0996 | #REF! | #REF! | 1581.3998 | #REF! | #REF!
L6 | L6-F-23 | CDOT |  |  |  | Rated | Bundled | Rack | Uncaged | No of Racks | 1 | 1 | 0 | 0 |  | 0 | Rated | KVA | 3 | 4.31 | -1.31 |  | 0 | 1.5 | 1.8 | 1.31 | 0 | Bundled | [8 empty] | 0 |  |  |  | 0 | 0 | 0 | 0 |  | 0 | [6 empty] | 0 | 0 | -21896.3043 | -21896.3043 | -18246.9202 | 0 | #REF! | #REF! | 32844.4564 | 32844.4564 | 27370.3804 | -32844.4564 | #REF! | #REF! | #REF! | #REF! | 1.5 | -21896.3043 | -5474.0761 | #REF! | #REF! | -3649.384 | #REF! | #REF!
L6 | L6D-28,L6-D-27,L6-D-26, L6-D-25, L6-D-24 & L6-E-28,L-6-E-27, L6-E-26,L6-E25, L6-E-24 | WIPRO Limited / NABARD | YES | 1 |  | Rated | Bundled | Space | Caged | Sq Ft | 224 | 224 | 0 | 10 |  | 0 | Rated | KW | 76 | 40.1 | 35.9 |  | 17.95 | 38 | 13.9715 | 0 | 0 | Bundled |  |  | 0 | 9388.88 | No of Seats | No of Seats | 1 | 1 | 0 | 1 |  | 0 | 0 | 0 | 0 | 0 | 0 | 0 | [6 empty] | 0 | 0 | -6703.2816 | -6703.2816 | -18246.9202 | 0 | #REF! | #REF! | 254724.701 | 254724.701 | 693382.9695 | -254724.701 | #REF! | #REF! | #REF! | #REF! | 38 | -6703.2816 | 438658.2685 | #REF! | #REF! | 11543.6386 | #REF! | #REF!
L6 | Telco Room L6 & Network Rack | DC NW Infra | NO |  |  | Rated | Bundled | Rack | Uncaged | No of Racks | 8 | 8 | 0 | 0 |  | 0 | Rated | KVA | 24 | 18 | 6 |  | 3 | 12 | 1 | 0 |  | Bundled | [8 empty] | 0 |  |  | 0 | 0 | 0 | 0 | 0 | 0 | 0 |  | NA |  |  |  |  | 0 | 0 | -1520.5767 | -6082.3067 | -18246.9202 | 0 | #REF! | #REF! | 18246.9202 | 72987.681 | 218963.043 | -18246.9202 | #REF! | #REF! | #REF! | #REF! | 12 | -1520.5767 | 200716.1228 | #REF! | #REF! | 16726.3436 | #REF! | #REF!
| Total of 6th Floor | [17 empty] | 1080.49 | 766.8733 |  |  | 262.8222 | 831.245 | 500.8762 | [7 empty] | No of Seats | No of Seats | 13 | 13 | 0 | 13 | [7 empty] | #VALUE! | per month
[7 empty] | Rack | 16 |  | Rack count | 68
[7 empty] | Space | 5 |  | Racks in Space | 173.7143
[7 empty] | U space | 10 |  | U space | 3
[10 empty] | Total | 244.7143
| MMR-4 | CANDOR SOLUTION | NO |  |  | Rated | Bundled | Rack | Uncaged | No of Racks | 1 | 1 | 0 | 1 |  | 32916.6667 | Rated | KVA | 3 | 2.67 | 0.33 |  | 0.165 | 1.5 | 1.5 | 0 | 8333.3333 | Bundled | 1.7 | Variable | [6 empty] | 0 |  |  |  | 32916.6667 | 0 | 0 | 0 |  | 32916.6667 | [6 empty] | 32916.6667 | 21944.4444 | 3697.5242 | 1690.363 | 3697.5242 | 32916.6667 | #REF! | #REF! | 27370.3804 | 30381.1222 | 27370.3804 | 5546.2863 | #REF! | #REF! | #REF! | #REF! | 1.5 | 3697.5242 | 0 | #REF! | #REF! | 0 | #REF! | #REF!
[6 empty] | Subscribed | Metered | Rack | Uncaged | No of Racks | 0 | 0 | 0 | 0 |  | 0 | Subscribed | KW | 0 | 0 | 0 |  | 0 | 0 | 0 | 0 | 0 | Metered |  |  | 0 | [5 empty] | 0 |  |  | 0 | 0 | 0 | 0 | 0 | 0 | 0 | [6 empty] | #DIV/0! | #DIV/0! | #DIV/0! | #DIV/0! | #DIV/0! | 0 | 0 | 0 | 0 | 0 | 0 | #DIV/0! | #REF! | #REF! | 0 | #REF! | 0 | #DIV/0! | 0 | #REF! | #REF! | #DIV/0! | #REF! | #REF!
| Total of MMR-4 | [17 empty] | 3 | 2.67 |  |  | 0.165 | 1.5 | 1.5 | [7 empty] | No of Seats | No of Seats | 0 | 0 | 0 | 0 | [7 empty] | 32916.6667 | per month
L1 | L1 | RAIDEN INFOTECH INDIA PRIVATE LIMITED |  | 1 |  | Subscribed | Metered | Space | Uncaged | Sq Ft | 7384 | 7384 | 0 | 7384 |  | 0 | Subscribed | KW | 2160 | 954.8006 | 1205.1994 |  | 1205.1994 | 2160 | 954.8006 | 0 | 0 | Metered | On Actual | Variable | 0 | 641626.01 | No of Seats |  | 1 |  | 1 |  |  | 0 | 0 | 0 | #VALUE! | 0 | 0 | #VALUE! | [6 empty] | #VALUE! | #VALUE! | #VALUE! | #VALUE! | #VALUE! | #VALUE! | #VALUE! | #VALUE! | 17407613.4274 | 17407613.4274 | 33501345.579 | #VALUE! | #REF! | #VALUE! | #VALUE! | #VALUE! | 2160 | #VALUE! | #VALUE! | #REF! | #VALUE! | #VALUE! | #REF! | #VALUE!
L2 | L2 | RAIDEN INFOTECH INDIA PRIVATE LIMITED |  |  |  | Subscribed | Metered | Space | Uncaged | Sq Ft | 7384 | 7384 | 0 | 7384 |  | 0 | Subscribed | KW | 2160 | 737.8038 | 1422.1962 |  | 1422.1962 | 2160 | 737.8038 | 0 | 0 | Metered | On Actual | Variable | 0 | 495804.125 |  |  |  |  | 0 |  |  | 0 | 0 | 0 | #VALUE! | 0 | 0 | #VALUE! | [6 empty] | #VALUE! | #VALUE! | #VALUE! | #VALUE! | #VALUE! | #VALUE! | #VALUE! | #VALUE! | 13451397.5574 | 13451397.5574 | 33501345.579 | #VALUE! | #REF! | #VALUE! | #VALUE! | #VALUE! | 2160 | #VALUE! | #VALUE! | #REF! | #VALUE! | #VALUE! | #REF! | #VALUE!
L3 | L3 | RAIDEN INFOTECH INDIA PRIVATE LIMITED |  |  |  | Subscribed | Metered | Space | Uncaged | Sq Ft | 7384 | 7384 | 0 | 7384 |  | 0 | Subscribed | KW | 2160 | 914.5887 | 1245.4113 |  | 1245.4113 | 2160 | 914.5887 | 0 | 0 | Metered | On Actual | Variable | 0 | 614603.63 |  |  |  |  | 0 |  |  | 0 | 0 | 0 | #VALUE! | 0 | 0 | #VALUE! | [6 empty] | #VALUE! | #VALUE! | #VALUE! | #VALUE! | #VALUE! | #VALUE! | #VALUE! | #VALUE! | 16674483.6328 | 16674483.6328 | 33501345.579 | #VALUE! | #REF! | #VALUE! | #VALUE! | #VALUE! | 2160 | #VALUE! | #VALUE! | #REF! | #VALUE! | #VALUE! | #REF! | #VALUE!
| Total of 1,2,3 Floor | [31 empty] | No of Seats | No of Seats | 0 | 0 | 0 | 0 | [7 empty] | #VALUE! | per month
L7 | DEL1-L7-CC1 | RAIDEN INFOTECH INDIA PRIVATE LIMITED |  |  |  | Subscribed | Metered | Space | Caged | Sq Ft | 1320 | 1320 | 0 | 1320 |  | 0 | Subscribed | KW | 392 | 161.3824 | 230.6176 |  | s | 392 | 161.3824 | 0 | 0 | Metered | On Actual | Variable | 0 | 108449 | [8 empty] | 0 | 0 | #VALUE! | 0 |  | #VALUE! | [6 empty] | #VALUE! | #VALUE! | #VALUE! | #VALUE! | #VALUE! | #VALUE! | #VALUE! | #VALUE! | 2942272.0388 | 2942272.0388 | 6079873.8273 | #VALUE! | #REF! | #VALUE! | #VALUE! | #VALUE! | 392 | #VALUE! | #VALUE! | #REF! | #VALUE! | #VALUE! | #REF! | #VALUE!
L7 | DEL1-L7-CC2 | FIVE9 TECHNOLOGIES INDIA PRIVATE LIMITED | YES |  |  | Subscribed | Bundled | Space | Caged | Sq Ft | 128 | 128 | 0 | 6 |  | 1250 | Subscribed | KW | 30 | 9.3959 | 20.6041 |  | 20.6041 | 30 | 9.3959 | 0 | 0 | Bundled | 1 | Fixed | 0 | 6314.02 |  |  |  |  | 0 |  |  |  | 7500 | 0 | 0 | 0 |  | 7500 | [6 empty] | 1757.8125 | 250 | -5460.0771 | -5460.0771 | -17996.9202 | 7500 | #REF! | #REF! | 171302.3126 | 171302.3126 | 547407.6075 | -163802.3126 | #REF! | #REF! | #REF! | #REF! | 30 | -5460.0771 | 376105.2949 | #REF! | #REF! | 12536.8432 | #REF! | #REF!
L7 | L7-E-02, L7-E-03, L7-D-01, L7-D-02 & L7-D-03 | ZSCALER SOFTECH INDIA PVT LTD | NO |  |  | Subscribed | Metered | Rack | Uncaged | No of Racks | 5 | 5 | 0 | 5 |  | 65945 | Subscribed | KW | 43 | 31.6134 | 11.3866 |  | 11.3866 | 43 | 31.6134 | 0 | 0 | Metered | 1 | Fixed | 0 | 21244.2 |  |  |  |  | 0 |  |  |  | 329725 | 0 | 0 | 0 |  | 329725 | [6 empty] | 65945 | 7668.0233 | -5735.8156 | -5735.8156 | -7841.859 | 329725 | 329725 | 0 | 576365.0716 | 576365.0716 | 666924.9351 | -246640.0716 | #REF! | #REF! | -576365.0716 | #REF! | 43 | -5735.8156 | -576365.0716 | #REF! | #REF! | -13403.8389 | #REF! | #REF!
L7 | L7-G-15, L7-G-16, L7-G-17, L7-G-18 & L7-G-19 | ZSCALER SOFTECH INDIA PVT LTD | NO |  |  | Subscribed | Metered | Rack | Uncaged | No of Racks | 5 | 5 | 0 | 5 |  | 65945 | Subscribed | KW | 43 | 29.6753 | 13.3247 |  | 13.3247 | 43 | 29.6753 | 0 | 0 | Metered | 1 | Fixed | 0 | 19941.8 |  |  |  |  | 0 |  |  |  | 329725 | 0 | 0 | 0 |  | 329725 | [6 empty] | 65945 | 7668.0233 | -4914.0779 | -4914.0779 | -7841.859 | 329725 | 329725 | 0 | 541030.3511 | 541030.3511 | 666924.9351 | -211305.3511 | #REF! | #REF! | -541030.3511 | #REF! | 43 | -4914.0779 | -541030.3511 | #REF! | #REF! | -12582.1012 | #REF! | #REF!
L7 | L7-E-04 | ACQUIRE LOGIX TECHNOLOGY PRIVATE LIMITED | NO |  |  | Subscribed | Metered | Rack | Uncaged | No of Racks | 1 | 1 | 0 | 1 |  | 28333.3333 | Subscribed | KW | 3 | 1.3232 | 1.6768 |  | 1.6768 | 3 | 1.3232 | 0 | 6666.6667 | Metered | 1 | Fixed | 20 | 889.2 |  |  |  |  | 0 |  |  | 0 | 28333.3333 | 0 | 17784 | 0 | 0 | 46117.3333 | [6 empty] | 46117.3333 | 15372.4444 | 7330.974 | 7330.974 | 6378.5622 | 46117.3333 | 28333.3333 | 17784 | 24124.4114 | 24124.4114 | 46529.6466 | 21992.9219 | #REF! | #REF! | -6340.4114 | #REF! | 3 | 7330.974 | -6340.4114 | #REF! | #REF! | -2113.4705 | #REF! | #REF!
L7 | L7-A-22 to L7-A-28 | EIH LIMITED | YES |  |  | Subscribed | Metered | Rack | Uncaged | No of Racks | 7 | 7 | 0 | 7 |  | 17812.5 | Subscribed | KW | 18 | 13.5436 | 4.4564 |  | 4.4564 | 18 | 13.5436 | 0 | 0 | Metered | 1 | Fixed | 16 | 9101.3 | 1 |  | 1 |  | 1 |  |  | 0 | 124687.5 | 0 | 145620.8 | 0 | 0 | 270308.3 | [6 empty] | 38615.4714 | 15017.1278 | 1299.2099 | 1299.2099 | 1372.4011 | 270308.3 | 124687.5 | 145620.8 | 246922.5212 | 246922.5212 | 279177.8798 | 23385.7788 | #REF! | #REF! | -101301.7212 | #REF! | 18 | 1299.2099 | -101301.7212 | #REF! | #REF! | -5627.8734 | #REF! | #REF!
L7 | L7-D-04 | R G TECHNOSOLUTIONS PRIVATE LIMITED | NO |  |  | Rated | Bundled | U space | Uncaged | U Space | 21 | 21 | 0 | 21 |  | 1190.4762 | Rated | KVA | 2 | 4.13 | -2.13 |  | 0 | 1 | 3.12 | 2.13 | 8333.3333 | Bundled | [8 empty] | 0 |  |  | 0 | 25000 | 17750 | 0 | 0 | 0 | 42750 | [6 empty] | 81428.5714 | 42750 | -14180.3912 | -14180.3912 | 24503.0798 | 42750 | #REF! | #REF! | 56930.3912 | 56930.3912 | 18246.9202 | -14180.3912 | #REF! | #REF! | #REF! | #REF! | 1 | -14180.3912 | -38683.4709 | #REF! | #REF! | -38683.4709 | #REF! | #REF!
L7 |  | MULTICRAFT DIGITAL TECHNOLOGIES PVT LTD | NO |  |  | Rated | Bundled | U space | Uncaged | U Space | 21 | 21 | 0 | 21 |  | 1587.3016 | Rated | KVA | 11 | 3.02 | 7.98 |  | 3.99 | 5.5 |  | 0 | 7500 | Bundled | [8 empty] | 0 |  |  | 0 | 33333.3333 | 0 | 0 | 0 | 0 | 33333.3333 | [6 empty] | 63492.0635 | 6060.6061 | 6060.6061 | -7176.7052 | -12186.3142 | 33333.3333 | #REF! | #REF! | 0 | 72805.2118 | 100358.0614 | 33333.3333 | #REF! | #REF! | #REF! | #REF! | 5.5 | 6060.6061 | 100358.0614 | #REF! | #REF! | 18246.9202 | #REF! | #REF!
L7 | L7-F-18 | G.N Electronics | NO |  |  | Rated | Bundled | U space | Uncaged | U Space | 5 | 5 | 0 | 5 |  |  | Rated | KVA | 1.25 | 1.49 | -0.24 |  | 0 | 0.625 | 1.26 | 0.24
L7 |  | RADINET INFO SOLUTIONS PVT. LTD | NO |  |  | Rated | Bundled | U space | Uncaged | U Space | 7 | 7 | 0 | 7 |  |  | Rated | KVA | 1.05 | 2.23 | -1.18 |  | 0 | 0.525 |  | 1.18
|  | Faridabad Netcom | YES |  |  | Rated | Bundled | U space | Uncaged | U Space | 2 | 2 | 0 | 2 |  |  | Rated |  | 0.5 | 0.28 | 0.22 |  | 0.11 | 0.25 |  | 0
L7 |  | MICRONET GIGAFIBER PRIVATE LIMITED | NO |  |  | Rated | Bundled | U space | Uncaged | U Space | 8 | 8 | 0 | 8 |  |  | Rated | KVA | 2 | 1.49 | 0.51 |  | 0.255 | 1 |  | 0
L7 | L7-F-22 | THOUGHTSOL INFOTECH PRIVATE LIMITED | NO |  |  | Rated | Bundled | U space | Uncaged | U Space | 21 | 21 | 0 | 21 |  |  | Rated |  | 6 | 5.61 | 0.39 |  | 0.195 | 3 | 1.37 | 0 |  | Bundled
| L7-F-29 | SYNCEVO TECHNOLOGIES PRIVATE LIMITED | NO |  |  | Rated | Bundled | U space | Uncaged | U Space | 21 | 21 | 0 | 21 |  |  | Rated | KVA | 3 | 2.5 | 0.5 |  | 0.25 | 1.5 | 0.82589 | 0 | [5 empty] | 555
L7 | L7-D-05 | GTPL BROADBAND PVT LTD | NO |  |  | Rated | Bundled | U space | Uncaged | U Space | 21 | 21 | 0 | 21 |  | 1507.9365 | Rated | KVA | 1.5 | 2.27 | -0.77 |  | 0 | 0.75 | 1.31 | 0.77 | 0 | Bundled | [8 empty] | 0 |  |  | 0 | 31666.6667 | 0 | 0 | 0 | 0 | 31666.6667 | [6 empty] | 60317.4603 | 42222.2222 | 10350.9349 | 10350.9349 | 23975.302 | 31666.6667 | #REF! | #REF! | 23903.4655 | 23903.4655 | 13685.1902 | 7763.2011 | #REF! | #REF! | #REF! | #REF! | 0.75 | 10350.9349 | -10218.2753 | #REF! | #REF! | -13624.3671 | #REF! | #REF!
L7 |  | PROTOACT DIGITAL NETWORK PVT LTD | NO |  |  | Rated | Bundled | U space | Uncaged | U Space | 21 | 21 | 0 | 21 |  | 1230.1587 | Rated | KVA | 1.5 | 1.82 | -0.32 |  | 0 | 0.75 |  | 0.32 | 0 | Bundled | [8 empty] | 0 |  |  | 0 | 25833.3333 | 0 | 0 | 0 | 0 | 25833.3333 | [6 empty] | 49206.3492 | 34444.4444 | 34444.4444 | 34444.4444 | 16197.5242 | 25833.3333 | #REF! | #REF! | 0 | 0 | 13685.1902 | 25833.3333 | #REF! | #REF! | #REF! | #REF! | 0.75 | 34444.4444 | 13685.1902 | #REF! | #REF! | 18246.9202 | #REF! | #REF!
L7 | DEL1-L7-CC3 | PUNJAB & SIND BANK-CONNECTIVITY | YES |  |  | Rated | Metered | Space | Caged | Sq Ft | 200 | 200 | 0 | 200 |  | 958.615 | Rated | KVA | 45 | 56.12 | -11.12 |  | 0 | 22.5 | 12.6451 | 11.12 | 0 | Metered | 1 | Fixed | 17.5 | 8497.5 |  |  |  |  | 0 |  |  | 0 | 191723 | 0 | 148706.25 | 0 | 0 | 340429.25 | [6 empty] | 51064.3875 | 15130.1889 | 4883.9158 | 4883.9158 | 3899.64 | 340429.25 | 191723 | 148706.25 | 230541.1451 | 230541.1451 | 348972.3498 | 109888.1049 | #REF! | #REF! | -81834.8951 | #REF! | 22.5 | 4883.9158 | -81834.8951 | #REF! | #REF! | -3637.1065 | #REF! | #REF!
L7 | L7-G-23 & L7-G-24 | MOODYS SHARED SERVICES INDIA PRIVATE LIMITED | YES |  |  | Subscribed | Metered | Rack | Uncaged | No of Racks | 2 | 2 | 0 | 2 |  | 0 | Subscribed | KW | 6 | 1.9095 | 4.0905 |  | 4.0905 | 6 | 1.9095 | 0 | 0 | Metered | 1 | Fixed | 0 | 1283.2 |  |  |  |  | 0 |  |  | 0 | 0 | 0 | 0 | 0 | 0 | 0 | [6 empty] | 0 | 0 | -5802.3026 | -5802.3026 | -15509.8822 | 0 | 0 | 0 | 34813.8155 | 34813.8155 | 93059.2933 | -34813.8155 | #REF! | #REF! | -34813.8155 | #REF! | 6 | -5802.3026 | -34813.8155 | #REF! | #REF! | -5802.3026 | #REF! | #REF!
L7 | L7-F-23 & L7-F-24 | DHANI LOANS AND SERVICES LIMITED | YES |  |  | Subscribed | Metered | Rack | Uncaged | No of Racks | 2 | 2 | 0 | 2 |  | 20833.3333 | Subscribed | KW | 6 | 3.2482 | 2.7518 |  | 2.7518 | 6 | 3.2482 | 0 | 0 | Metered | 1 | Fixed | 0 | 2182.8 |  |  |  |  | 0 |  |  | 0 | 41666.6667 | 0 | 0 | 0 | 0 | 41666.6667 | [6 empty] | 20833.3333 | 6944.4444 | -2925.6195 | -2925.6195 | -8565.4378 | 41666.6667 | 41666.6667 | 0 | 59220.3838 | 59220.3838 | 93059.2933 | -17553.7172 | #REF! | #REF! | -59220.3838 | #REF! | 6 | -2925.6195 | -59220.3838 | #REF! | #REF! | -9870.064 | #REF! | #REF!
L7 | L7-G-26 | DHANI LOANS AND SERVICES LIMITED | YES |  |  | Subscribed | Metered | Rack | Uncaged | No of Racks | 1 | 1 | 0 | 1 |  |  | Subscribed | KW | 6 | 1.5249 | 4.4751 |  | 4.4751 | 6 | 1.5249 | 0 | 0 | Metered | 1 | Fixed | 0 | 1024.7 |  |  |  |  | 0 |  |  | 0 | 0 | 0 | 0 | 0 | 0 | 0 | [6 empty] | 0 | 0 | -4633.4316 | -4633.4316 | -15509.8822 | 0 | 0 | 0 | 27800.5898 | 27800.5898 | 93059.2933 | -27800.5898 | #REF! | #REF! | -27800.5898 | #REF! | 6 | -4633.4316 | -27800.5898 | #REF! | #REF! | -4633.4316 | #REF! | #REF!
L7 | L7-G-27 | DHANI LOANS AND SERVICES LIMITED | YES |  |  | Subscribed | Metered | Rack | Uncaged | No of Racks | 1 | 1 | 0 | 1 |  |  | Subscribed | KW | 6 | 1.6049 | 4.3951 |  | 4.3951 | 6 | 1.6049 | 0 | 0 | Metered | 1 | Fixed | 0 | 1078.5 |  |  |  |  | 0 |  |  | 0 | 0 | 0 | 0 | 0 | 0 | 0 | [6 empty] | 0 | 0 | -4876.7015 | -4876.7015 | -15509.8822 | 0 | 0 | 0 | 29260.2089 | 29260.2089 | 93059.2933 | -29260.2089 | #REF! | #REF! | -29260.2089 | #REF! | 6 | -4876.7015 | -29260.2089 | #REF! | #REF! | -4876.7015 | #REF! | #REF!
L7 | L7-A-21 | INDIA BULLS HOUSING FINANCE LIMITED / SAMMAAN CAPITAL LIMITED. | YES |  |  | Rated | Bundled | Rack | Uncaged | No of Racks | 1 | 1 | 0 | 1 |  | 21666.6667 | Rated | KVA | 6 | 7.72 | -1.72 |  | 0 | 3 | 2.0417 | 1.72 | 0 | Bundled |  |  |  | 1372 |  |  |  |  | 0 |  |  | 0 | 21666.6667 | 0 | 0 | 0 | 0 | 21666.6667 | [6 empty] | 21666.6667 | 7222.2222 | -5185.4448 | -5185.4448 | -11024.698 | 21666.6667 | #REF! | #REF! | 37223.001 | 37223.001 | 54740.7608 | -15556.3343 | #REF! | #REF! | #REF! | #REF! | 3 | -5185.4448 | 17517.7597 | #REF! | #REF! | 5839.2532 | #REF! | #REF!
L7 | L7-A-01 | MEGAHERTZ INTERNET NETWORK PRIVATE LIMITED | NO |  |  | Rated | Bundled | Rack | Uncaged | No of Racks | 1 | 1 | 0 | 1 |  | 40416.6667 | Rated | KVA | 3 | 3.6 | -0.6 |  | 0 | 1.5 | 0.73631 | 0.6 | 0 | Bundled |  |  |  | 494.8 |  |  |  |  | 0 |  |  | 0 | 40416.6667 | 0 | 0 | 0 | 0 | 40416.6667 | [6 empty] | 40416.6667 | 26944.4444 | 17995.0077 | 17995.0077 | 8697.5242 | 40416.6667 | #REF! | #REF! | 13424.1552 | 13424.1552 | 27370.3804 | 26992.5115 | #REF! | #REF! | #REF! | #REF! | 1.5 | 17995.0077 | 13946.2252 | #REF! | #REF! | 9297.4835 | #REF! | #REF!
L7 | L7-A-8 TO L7-A-11( L7-101, L7-102,L7-103 & L7-104) | EDGE NETWORK SERVICES LIMITED | YES |  |  | Subscribed | Metered | Space | Caged | Sq Ft | 231 | 231 | 0 | 2 |  | 0 | Subscribed | KW | 30 | 16.6512 | 13.3488 |  | 13.3488 | 30 | 16.6512 | 0 | 0 | Metered |  | Fixed | 0 | 11189.6 |  |  |  |  | 0 |  |  | 0 | 0 | 0 | 0 | 0 | 0 | 0 | [6 empty] | 0 | 0 | -10119.3025 | -10119.3025 | -15509.8822 | 0 | 0 | 0 | 303579.0759 | 303579.0759 | 465296.4664 | -303579.0759 | #REF! | #REF! | -303579.0759 | #REF! | 30 | -10119.3025 | -303579.0759 | #REF! | #REF! | -10119.3025 | #REF! | #REF!
L7 | L7-E-16 TO L7-E-27 & L7-D-16 TO L7-D-27 | EDGE NETWORK SERVICES LIMITED | YES |  |  | Subscribed | Metered | Space | Caged | Sq Ft | 1177 | 1177 | 0 | 24 |  |  | Subscribed | KW | 450 | 70.6533 |  |  |  | 450 | 70.6533 |  |  | Metered |  | Fixed |  | 47479 | [28 empty] | 1288127.4528 |  | 6979446.9956 | [5 empty] | 450
L7 | L7-C-06, L7-C-08 , L7-C-10, L7-C-12,L7-B-03, L7-B-05, L7-B-07, L7-B-09, L7-B-11, L7-B-13, L7-G-08, L7-G-10, L7-G-12 , L7-F-09 & L7-F-11 | Cloude flare | YES |  |  | Subscribed | Metered | Space | Caged | Sq Ft | 760 | 760 | 0 | 15 |  | 0 | Subscribed | KW | 150 | 115.6973 | 34.3027 |  | 34.3027 | 150 | 115.6973 | 0 | 0 | Metered |  | Fixed | 0 | 77748.61 |  |  |  |  | 0 |  |  | 0 | 0 | 0 | 0 | 0 | 0 | 0 | [6 empty] | 0 | 0 | -14062.3741 | -14062.3741 | -15509.8822 | 0 | 0 | 0 | 2109356.1145 | 2109356.1145 | 2326482.3319 | -2109356.1145 | #REF! | #REF! | -2109356.1145 | #REF! | 150 | -14062.3741 | -2109356.1145 | #REF! | #REF! | -14062.3741 | #REF! | #REF!
L7 | L7-A-15, L7-A-16, L7-A-17 , L7-A-18, L7-A-19 & L7-A-20 | AKAMAI INDIA NETWORKS PRIVATE LIMITED | NO |  |  | Subscribed | Metered | Rack | Uncaged | No of Racks | 6 | 6 | 0 | 6 |  |  | Subscribed | KW | 30 | 18.5531 |  |  |  | 30 | 18.5531 |  |  | Metered |  |  |  | 12467.7 | [28 empty] | 338254.5261 |  | 465296.4664 | [5 empty] | 30
L7 | L7-F-21 | Onextel Media Pvt. Ltd. | NO |  |  | Subscribed | Metered | Rack | Uncaged | No of Racks | 1 | 1 | 0 | 1 |  | 0 | Subscribed | KW | 3 | 0.99241 | 2.0076 |  | 2.0076 | 3 | 0.99241 | 0 | 0 | Metered |  | Fixed | 0 | 666.9 |  |  |  |  | 0 |  |  | 0 | 0 | 0 | 0 | 0 | 0 | 0 | [6 empty] | 0 | 0 | -6031.1029 | -6031.1029 | -15509.8822 | 0 | 0 | 0 | 18093.3086 | 18093.3086 | 46529.6466 | -18093.3086 | #REF! | #REF! | -18093.3086 | #REF! | 3 | -6031.1029 | -18093.3086 | #REF! | #REF! | -6031.1029 | #REF! | #REF!
L7 | L7- G-01, L7-G-02 , L7-F-02 | Haryana Central Excise project / Wipro Limited | YES |  |  | Rated | Bundled | Rack | Uncaged | No of Racks | 3 | 3 | 0 | 3 |  | 0 | Rated | KVA | 24 | 23.84 | 0.16 |  | 0.08 | 12 | 8.5667 | 0 | 0 | Bundled |  | Fixed | 0 | 5756.8 |  |  |  |  | 0 |  |  | 0 | 0 | 0 | 0 | 0 | 0 | 0 | [6 empty] | 0 | 0 | -13015.3895 | -13015.3895 | -18246.9202 | 0 | #REF! | #REF! | 156184.6737 | 156184.6737 | 218963.043 | -156184.6737 | #REF! | #REF! | #REF! | #REF! | 12 | -13015.3895 | 62778.3693 | #REF! | #REF! | 5231.5308 | #REF! | #REF!
L7 | L7-F-01 | Avnatha Power Project/ NTPC | YES |  |  | Rated | Bundled | Rack | Uncaged | No of Racks | 1 | 0 | 0 | 1 |  | 0 | Rated | KVA | 9 | 7.06 | 1.94 |  | 0.97 | 4.5 | 2.9494 | 0 | 0 | Bundled |  | Fixed | 0 | 1982 |  |  |  |  | 0 |  |  | 0 | 0 | 0 | 0 | 0 | 0 | 0 | [6 empty] | 0 | 0 | -11949.4636 | -11949.4636 | -18246.9202 | 0 | #REF! | #REF! | 53772.586 | 53772.586 | 82111.1411 | -53772.586 | #REF! | #REF! | #REF! | #REF! | 4.5 | -11949.4636 | 28338.5551 | #REF! | #REF! | 6297.4567 | #REF! | #REF!
L7 | L7-G-21 | PRECIOUS NETCOM PVT LTD | NO |  |  | Subscribed | Metered | Rack | Uncaged | No of Racks | 1 | 1 | 0 | 1 |  | 0 | Subscribed | KW | 2.5 | 6.7914 | -4.2914 |  | 0 | 2.5 | 6.7914 | 4.2914 | 0 | Metered |  | Fixed | 0 | 4563.8 |  |  |  |  | 0 |  |  | 0 | 0 | 0 | 0 | 0 | 0 | 0 | [6 empty] | 0 | 0 | -49527.2105 | -49527.2105 | -15509.8822 | 0 | 0 | 0 | 123818.0263 | 123818.0263 | 38774.7055 | -123818.0263 | #REF! | #REF! | -123818.0263 | #REF! | 2.5 | -49527.2105 | -123818.0263 | #REF! | #REF! | -49527.2105 | #REF! | #REF!
L7 | L7-G-22 | National Internet Exchange of India | YES |  |  | Rated | Bundled | Rack | Uncaged | No of Racks | 1 | 1 | 0 | 1 |  | 45499.9167 | Rated | KVA | 3.5 | 1.15 | 2.35 |  | 1.175 | 1.75 | 0.29732 | 0 | 0 | Bundled |  | Fixed | 0 | 199.8 |  |  |  |  | 0 |  |  | 0 | 45499.9167 | 0 | 0 | 0 | 0 | 45499.9167 | [6 empty] | 45499.9167 | 25999.9524 | 22902.4282 | 22902.4282 | 7753.0321 | 45499.9167 | #REF! | #REF! | 5420.6673 | 5420.6673 | 31932.1104 | 40079.2493 | #REF! | #REF! | #REF! | #REF! | 1.75 | 22902.4282 | 26511.4431 | #REF! | #REF! | 15149.3961 | #REF! | #REF!
L7 | L7-G-20 | On-Remote | NO |  |  | Subscribed | Metered | Rack | Uncaged | No of Racks | 1 | 1 | 0 | 1 |  | 0 | Subscribed | KW | 3 | 2.0737 | 0.92634 |  | 0.92634 | 3 | 2.0737 | 0 | 0 | Metered |  | Fixed | 0 | 1393.5 |  |  |  |  | 0 |  |  | 0 | 0 | 0 | 0 | 0 | 0 | 0 | [6 empty] | 0 | 0 | -12602.102 | -12602.102 | -15509.8822 | 0 | 0 | 0 | 37806.3061 | 37806.3061 | 46529.6466 | -37806.3061 | #REF! | #REF! | -37806.3061 | #REF! | 3 | -12602.102 | -37806.3061 | #REF! | #REF! | -12602.102 | #REF! | #REF!
L7 | L7-F-26 | ELYZIUM TECHNOLOGIES PRIVATE LIMITED | NO |  |  | Rated | Bundled | U space | Uncaged | U Space | 12 | 12 | 0 | 12 |  |  | Rated | KVA | 1 | 0.31 | 0.69 |  | 0.345 | 0.5 | 0 | 0 | 0 |  |  | Fixed | 0
L7 |  | VANSHIKA INFOTECH | NO |  |  | Rated | Bundled | U space | Uncaged | U Space | 10 | 10 | 0 | 10 |  |  | Rated | KVA | 1.5 | 1.1 | 0.4 |  | 0.2 | 0.75 |  | 0 | 0 |  |  | Fixed | 0
L7 | L7-F-27 | DHANI LOANS AND SERVICES LIMITED | YES |  |  | Rated | Bundled | Rack | Uncaged | No of Racks | 1 | 1 | 0 | 1 |  |  | Rated | KVA | 6 | 11.36 | -5.36 |  | 0 | 3 | 1.7473 | 5.36 | [5 empty] | 1174.2
L7 | L7-F-28 | ESTO MEDIA PRIVATE LIMITED | YES |  |  | Rated | Bundled | Rack |  | No of Racks | 1 | 1 | 0 | 1 |  |  | Rated | KVA | 3.5 | 5.09 | -1.59 |  |  |  | 1.68 | 1.59 | [5 empty] | 410.7
L7 | L7-A-00 | SAFEGUARD WORLD PAYROLL SERVICES PRIVATE LIMITED (Name Changed -GLOBAL UPSIDE SERVICES INDIA PVT LTD) | YES |  |  | Rated | Bundled | Rack | Uncaged | No of Racks | 1 | 1 | 0 | 1 |  | 73166.6667 | Rated | KVA | 9 | 9.82 | -0.82 |  | 0 | 4.5 | 1.7749 | 0.82 |  | Bundled |  |  |  | 1192.7
L7 | L7-F-19 | FUSIONNET WEB SERVICES PVT LTD | NO |  |  | Subscribed | Metered | Rack | Uncaged | No of Racks | 1 | 1 | 0 | 1 |  | 73166.6667 | Subscribed | KW | 3 | 5.6091 | -2.6091 |  | 0 | 3 | 5.6091 | 2.6091 |  | Metered |  |  |  | 3769.3
L7 | L7-G-25 | COINGEIT TECHNOLOGIES PRIVATE LIMITED | NO |  |  | Subscribed | Metered | Rack | Uncaged | No of Racks | 1 | 1 | 0 | 1 |  |  | Subscribed | KW | 3 | 1.879 | 1.121 |  | 1.121 | 3 | 1.879 | 0 |  | Metered |  |  |  | 1262.7
L7 | L7-F-00 | NAS Internet | NO |  |  | Subscribed | Metered | Rack | Uncaged | No of Racks | 1 | 1 | 0 | 1 |  |  | Subscribed | KW | 3 | 3.1339 | -0.13393 |  | 0 | 3 | 3.1339 | 0.13393 |  | Metered |  |  |  | 2106
L7 | L7-G-28 | DIGITAX INDIA COMMUNICATIONS PRIVATE LIMITED | NO |  |  | Subscribed | Metered | Rack | Uncaged | No of Racks | 1 | 1 | 0 | 1 |  |  | Subscribed | KW | 8 | 4.0262 | 3.9738 |  | 3.9738 | 8 | 4.0262 | 0 |  | Metered |  |  |  | 2705.6
L7 | L7-E-5 | DIGITAX INDIA COMMUNICATIONS PRIVATE LIMITED | NO |  |  | Subscribed | Metered | Rack | Uncaged | No of Racks | 1 | 1 | 0 | 1 |  |  | Subscribed | KW | 4 | 0 | 4 |  | 4 | 4 | 0 | 0 |  | Metered |  |  |  | 0
L7 | L7-G-00 | SIMPLE TELECOM PVT LTD | NO |  |  | Subscribed | Metered | Rack | Uncaged | No of Racks | 1 | 1 | 0 | 1 |  |  | Subscribed | KW | 2.5 | 0.90327 | 1.5967 |  | 1.5967 | 2.5 | 0.90327 |  |  | Metered |  |  |  | 607
L7 | L7-G-29 | AMITEL INDIA PRIVATE LIMITED | NO |  |  | Subscribed | Bundled | Rack | Uncaged | No of Racks | 1 | 1 | 0 | 1 |  |  | Subscribed | KVA | 3 | 1.229 | 1.771 |  | 1.771 | 3 | 1.229 | 0 |  | Bundled |  |  |  | 825.9
L7 | L7-F-30 & L7-G-30 | BT GLOBAL COMMUNICATIONS INDIA PVT LTD | NO |  |  | Rated | Bundled | Rack | Uncaged | No of Racks | 2 | 2 | 0 | 2 |  |  | Rated | KVA | 6 | 7.75 | -1.75 |  | 0 | 3 | 1.4563 |  |  | Bundled |  |  |  | 978.6
L7 | L7-F-16 & L7-F-17 | SPACE WORLD DIGITAL SOLUTIONS PRIVATE LI | NO |  |  | Rated | Bundled | Rack | Uncaged | No of Racks | 2 | 2 | 0 | 2 |  |  | Rated | KVA | 6 | 7.11 | -1.11 |  | 0 | 3 | 1.2509 |  |  | Bundled |  |  |  | 840.6
L7 | L7-F-20 | INDIA BULLS HOUSING FINANCE LIMITED / SAMMAAN CAPITAL LIMITED. | NO |  |  | Subscribed | Metered | Rack | Uncaged | No of Racks | 1 | 1 | 0 | 1 |  | 73166.6667 | Subscribed | KW | 3 | 1.1756 | 1.8244 |  | 1.8244 | 3 | 1.1756 | 0 |  | Metered |  |  |  | 790
L7 | L7-F-14 | Praction Network | NO |  |  | Subscribed | Metered | Rack | Uncaged | No of Racks | 1 | 1 | 0 | 1 |  | 73166.6667 | Subscribed | KW | 3 | 5.6625 | -2.6625 |  | 0 | 3 | 5.6625 | 2.6625 |  | Metered |  |  |  | 3805.2
L7 | L7-F-15 | ISHAN NETSOL PVT LTD | NO |  |  | Rated | Bundled | Rack | Uncaged | No of Racks | 1 | 1 | 0 | 0 |  |  | Rated | KVA | 6 | 2.52 | 3.48 |  | 1.74 | 3 | 0.3881 | 0 |  | Bundled |  |  |  | 260.8
L7 | L7-F-25 | Onextel Media Pvt. Ltd. | NO |  |  | Subscribed | Metered | Rack | Uncaged | No of Racks | 1 | 1 | 0 | 1 |  |  | Subscribed | KW | 2.5 | 4.4247 | -1.9247 |  | 0 | 2.5 | 4.4247 | 1.9247 |  | Metered |  |  |  | 2973.4
L7 | L7-G-14 | GSTECH SOFTWARE SYSTEMS PVT.LTD. | NO |  |  | Subscribed | Metered | Rack | Uncaged | No of Racks | 1 | 1 | 0 | 1 |  |  | Subscribed | KW | 3 | 5.4798 | -2.4798 |  | 0 | 3 | 5.4798 | 2.4798 |  | Metered |  |  |  | 3682.4 |  |  |  |  | 0 |  |  |  | 0 | 0 | 0 | 0 | 7920.9167 | 7920.9167 |  | Renewal |  |  |  |  | 7920.9167 | 2640.3056 | -33301.7442 | -33301.7442 | -15509.8822 | 0 | 0 | 0 | 99905.2325 | 99905.2325 | 46529.6466 | -99905.2325 | #REF! | #REF! | -99905.2325 | #REF! | 3 | -33301.7442 | -99905.2325 | #REF! | #REF! | -33301.7442 | #REF! | #REF! | not able to match with PO. PO ARC value shows 305,000. Also, this client is not found in the Inventory report. Is it still live?
L7 | Telco Room L7 & Network Rack | DC NW Infra | NO |  |  | Rated | Bundled | Rack | Uncaged | No of Racks | 6 | 6 | 0 | 0 |  | 0 | Rated | KVA | 18 | 0.44 | 17.56 |  | 8.78 | 9 | 0.13854 | 0 |  | Bundled |  |  |  | 93.1 |  |  |  |  | 0 |  |  | 0 | 0 | 0 | 0 | 0 | 0 | 0 |  | NA |  |  |  |  | 0 | 0 | -280.6496 | -280.6496 | -18246.9202 | 0 | #REF! | #REF! | 2525.8465 | 2525.8465 | 164222.2822 | -2525.8465 | #REF! | #REF! | #REF! | #REF! | 9 | -280.6496 | 161696.4358 | #REF! | #REF! | 17966.2706 | #REF! | #REF!
| Total of 7th Floor | [17 empty] | 1436.8 | 689.9867 |  |  | 150.1234 | 1346.4 | 563.715 | [7 empty] | No of Seats | No of Seats | 1 | 0 | 1 | 0 | [7 empty] | #VALUE! | per month
[7 empty] | Rack | 35 |  | Rack count | 65
[7 empty] | Space | 6 |  | Racks in Space | 181.7143
[7 empty] | U space | 12 |  | U space | 5
[10 empty] | Total | 251.7143
Note on K3: Sreejith G: Formula added
Note on R3: Sreejith G: Formula
Note on AC3: Sreejith G: Formula
Note on T4: Mayank: 3 KVA + 5.93 KVA
Note on AT4: Mayank: 5.93 KVA additional Power + 2 ECC
Note on AT6: Mayank: 10000 for RHS + 15000 for Fiber cross connect
Note on AT7: Mayank: RHS
Note on AT9: Mayank: 1 KVA additional power
Note on L10: Mayank: Each Rack with 3 KVA Rated power
Note on AT10: Mayank: RHS + Fiber Cross connect
Note on AT11: Mayank: 2 Racks space reserved + CCTV AMC + 6 cross connect
Note on L12: Mayank: 1 Rack - 6 KVA 1 Rack - 3 KVA 1 Rack - 0 KVA
Note on Q12: Mayank: Rs 860000 for 1 Rack - 6 KVA Rs 550000 for 1 Rack - 3 KVA Rs 200000 for 1 Rack - 0 KVA
Note on T12: Mayank: 3 KVA +3KVA +3 KVA ADDITIONAL
Note on AT12: Mayank: RHS + Safe vault space + Tape rotaion + 3rd rack space
Note on L13: Mayank: 1 Rack - 6 KVA 1 Rack - 3 KVA 1 Rack - 0 KVA
Note on Q13: Mayank: Rs 860000 for 1 Rack - 6 KVA Rs 550000 for 1 Rack - 3 KVA Rs 200000 for 1 Rack - 0 KVA
Note on T13: Mayank: 6 KVA + 3 KVA +3KVA +3 KVA ADDITIONAL
Note on AT13: Mayank: RHS + Safe vault space + Tape rotaion + 3rd rack space
Note on AT14: Mayank: Etherent Cross connect + Tape rotation
Note on L15: 8257: 14 racks as per Renewal PO + 5 Racks additional PO + 1 Rack additional PO
Note on T15: Mayank Jain: 50 Kw for 19 Racks + 6 Kw for 20th Rack
Note on AT15: Mayank: Ethernet Cross Connect
Note on L16: Mayank: 40 Racks of 800*1000 or 50 Racks of 600*1000
Note on AJ16: Mayank: 28 + 1 + 1 Cabin + 1 conf room for 8 people
Note on AT16: Mayank: 5 Nos of Car parking space
Note on L18: Mayank: Rack without power
Note on AT18: Mayank: 1 KVA Rated power
Note on Q19: Mayank: 4 U Price
Note on AT19: Mayank: RHS + Fiber cross connect
Note on AT22: Mayank: 1 FCC
Note on Q23: Mayank: 4 U Price
Note on AT23: Mayank: 2 Mb internet link
Note on AT25: Mayank: RHS + Fiber Cross Connect
Note on AT27: 8257: Fiber cross connect -1 No
Note on AT30: Mayank: Fiber cross connect
Note on AT31: Mayank: 12 Nos Fiber cross connect
Note on AT33: Mayank: RHS + 3 TB data transfer link
Note on AT35: 8257: 1 No of Ethernet cross connect + 1 No of Fiber cross connect
Note on AT39: Mayank: 1 Nos of Ethernet Cross Connect
Note on T42: 8257: 7 KVA steady laod and 10 KVA peak load per rack
Note on AT43: 8257: 1 No of FCC
Note on AT44: 8257: 6 Nos of Fiber CC
Note on AT45: 8257: 2 Nos of FCC + RHS
Note on T54: Mayank: 1 KVA + 2 KVA additional
Note on L55: Mayank: No order in system
Note on AT56: Mayank: 82 Nos of Ethernet CC + 7 Nos of Fiber CC + Pole Space + 1u Space
Note on L57: Mayank: 7 Racks - 6 KVA 2 Racks - 6 KVA 2 Racks - 8 KVA
Note on Q57: Mayank: Rs 1767432 for 8 Racks - 6 KVA Rs 546856 for 2 Racks - 8 KVA Rs 1522674 for 9 Racks - 6 KVA
Note on T57: Mayank: 6 KVA - 11 Racks = 66 8 KVA - 3 Racks = 24
Note on AT57: Mayank: Fiber cross connect + Ethernet cross connet
Note on L59: Mayank: 7 Racks - 7.5 KVA 1 Rack - No power reserved
Note on Q59: Mayank: Rs 5551700 for 7 Racks with 7.5 KVA Rs 242050 for 1 Rack without power
Note on T59: Mayank: 7.5 KVA per Rack
Note on O60: Sajini John Mathews: How is billed more than provisioned
Note on AT60: Mayank: RHS + Space for Fire vault + Ethernet Cross connect
Note on L61: Mayank: 3 Racks - 10 KVA 1 Rack - 5 KVA 2 Racks - 10 KVA reserved
Note on Q61: Mayank: Rs 54667 for 3 of 10 KVA Rs 27333 for 1 of 5 KVA Rs 10933 for 2 of 10 KVA
Note on T61: Mayank: 10 KVA - 5 Racks 5 KVA - 1 Rack
Note on AT61: Mayank: 10 Mb Internet link
Note on Q62: Mayank: MRC rate given
Note on AT62: Mayank: 2 Mb internet link + 1 Mb internet link + 10 Mb internet link
Note on AT66: Mayank: 20 MB + 32 Extra IP
Note on AT69: Mayank: 20 MB + 32 Extra IP
Note on AT70: Mayank: 4 Nos of Fiber Cross Connect
Note on T71: 8257: 4 Rack x 3 KVA
Note on Q77: Mayank: MRC rate given
Note on L79: Mayank: OCM Rack @ 750000 OVM Rack @ 320000 Rack @ 225000
Note on Q79: Mayank: OCM Rack @ 750000 OVM Rack @ 320000 Rack @ 225000
Note on AT79: Mayank: 50 Mbps internet link
Note on AT80: Mayank: 50 Mbps internet link
Note on T81: 8257: Taken 4 KVA per RacK
Note on AT82: 8257: 4 No of RHS + 8 No of ECC + Biometric access + 2 No of Safe Vault + Tape Rotation
Note on T85: 8257: 2 KVA / Rack = 10 KVA
Note on AT85: 8257: 1 No of Ethernet CC + 1 No of Fiber CC
Note on AT86: 8257: 16 Cross Connect
Note on T88: 8257: 4 Rack x 3 KVA
Note on AT89: 8257: RHS for 6 Racks + 6 ECC + 2 FCC
Note on AT90: 8257: RHS for 6 Racks + 6 ECC + 2 FCC
Note on AT91: 8257: RHS for 6 Racks + 6 ECC + 2 FCC
Note on AT92: 8257: 2 No of FCC + RHS
Note on T93: Mayank Jain: 360 + 60 add
Note on AT98: Mayank Jain: 4 FCC + 1 IX Port
Note on AT99: Mayank Jain: 40 KW power 4 Nos of FCC
Note on AT100: 8257: 1 No of FCC + RHS
Note on AT101: 8257: 1 No of FCC + RHS
Note on AT102: 8257: RHS
Note on AT103: Mayank Jain: RHS + 3 FCC
Note on AT104: Mayank Jain: 2 FCC
Note on AT109: Mayank Jain: 2 FCC
Note on AT129: Mayank Jain: 1 FCC + 1 RHS
Note on L226: Mayank: Rack without power
Note on AT226: Mayank: 1 KVA Rated power

## Noida-02
[5 empty] | Billing Model |  | Space | [8 empty] | Power Capacity | [10 empty] | Power Usage |  |  |  |  | Seating Space | [7 empty] | Revenue (Monthly ) | [6 empty] | Contract Information
Floor | Floor / Module | Customer Name | RHS/SH | Sitting Space (Subscription) | Power Subscription Model (Rated/Subscribed) | Power Usage Model (Bundled / Metered) | Subscription Mode | Caged /Uncaged | UoM | Subscription | In Use | Yet to be given/ | Billed | Reserved Capacity if any (Non-Billable) | Per Unit rate (MRC) | Subscription Model | UoM | Total Capacity Purchased | Capacity in Use | Capacity to be given | Reserved Capacity if any | Subscribed Capacity to be given in KW | "Allocated" Capacity in KW (for KVA subscribed customer 50% diversity is used to make kW ) | DC NW Infra | Billable Additional Capacity | Additional Capacity Charges (MRC) | Usage Model | Multiplier | Uit rate Model (Fixed/Variable) | Unit Rate (per KW-HR) | No Of Units (KW-HR/ Month | Subscription Model | UoM | Subscription | In Use | Yet to be given | Billed | Reserved Capacity if any | Per Unit rate | Space revenue including capacity | Additional Capacity Revenue | Power Usage revenue | Seating Space | Any Other Items | Total Revenue | Billing Frequency | Sales Order ref No | Contract Start Date | Term of Contract (No of Years) | Current Exiry Date | Remarks if any | Avg revenue /Rack /Month | Avg revenue /KW /Month | Net Revenue / Resvd KW | Proj Net Revenue / Resvd KW | Sold Net Revenue / Resvd KW | Total Rev (Cap + Power) | Capacity Revenue | Power Revenue | Cost of Power @ Act Usage | Proj Cost of Power @ Reserv Cap | Cost of Power @ Design Use | Net Rev Total | Target Capacity Revenue | Capacity Surplus/Leakage | Power Surplus/Leakage | Contribution to Target | KW | Power Surplus/Leakage | Capacity Surplus/Leakage | Total Surplus/Leakage | Power Surplus/Leakage / KW | Capacity Surplus/Leakage / KW | Total Surplus/Leakage / KW
L5 | NOI-TB-L1-A-03 TO NOI-TB-L1-A-13 NOI-TB-L1-B-01 TO NOI-TB-L1-B-08 NOI-TB-L1-B-11 TO NOI-TB-L1-B-13 | Cloude flare | YES |  | Subscribed | Metered | Space | Caged | Sq Ft | 560 | 560 | 0 | 560 |  | 511700 | Subscribed | KW | 216 | 88.3363 | 127.6637 |  | 127.6637 | 216 | 88.3363 | 0 |  | Metered |  |  |  | 59362
L5 | NOI-TB-L1-C-03 TO NOI-TB-L1-C-07 NOI-TB-L1-D-03 TO NOI-TB-L1-D-07 | Zscaler | YES |  | Subscribed | Metered | Space | Caged | Sq Ft | 256 | 256 | 0 | 256 |  | 767000 | Subscribed | KW | 100 | 13.4717 | 86.5283 |  | 86.5283 | 100 | 13.4717 | 0 |  | Metered |  |  |  | 9053
| Optical Cage | EDGE NETWORK SERVICES LIMITED | YES |  | Subscribed | Metered | Space | Caged | Sq Ft | 432 | 288 | 144 | 288 |  |  | Subscribed | KW | 72 | 0 | 72 |  | 72 | 72 | 0 | 0 |  | Metered |  |  |  | 0
L5 | IP CAGE | EDGE NETWORK SERVICES LIMITED | YES |  | Subscribed | Metered | Space | Caged | Sq Ft | 5612 | 0 | 5612 | 0 |  | 2769200 | Subscribed | KW | 578 | 583.6604 | -5.6604 |  | 0 | 578 | 583.6604 | 5.6604 |  | Metered |  |  |  | 392219.77
| NOI-TB-L1-B-15 TO NOI-TB-L1-B-16 | ONEXTEL | YES |  | Subscribed | Metered | Rack | Uncaged | Racks | 2 | 2 | 0 | 2 |  | 205833 | Subscribed | KW | 24 | 10.0521 | 13.9479 |  | 13.9479 | 24 | 10.0521 | 0 |  | Metered |  |  |  | 6755
| Total of 1st Floor | [16 empty] | 990 | 695.5205 |  |  | 300.1399 | 990 | 695.5205
[6 empty] | Rack | 1 |  | Rack count | 2
[6 empty] | Space | 4 |  | Racks in Space | 326.6667
[6 empty] | U space | 0 |  | U space | 0
[9 empty] | Total | 328.6667
| L2 FLOOR | OCI | YES |  | Subscribed | Metered | Rack | Uncaged | Racks | 319 | 53 | 266 | 53 |  |  | Subscribed | KW | 2160 | 360.5685 | 1799.4315 |  | 1799.4315 | 2160 | 360.5685 | 0 |  | Metered |  |  |  | 242302
| Total of 2nd Floor | [16 empty] | 2160 | 360.5685 |  |  | 1799.4315 | 2160 | 360.5685
[6 empty] | Rack | 1 |  | Rack count | 319
[6 empty] | Space | 0 |  | Racks in Space | 0
[6 empty] | U space | 0 |  | U space | 0
[9 empty] | Total | 319
| Total of 8th Floor | [16 empty] | 87 | 43.2188 |  |  | 43.7812 | 87 | 43.2188
L5 | Server HALL L8 | Fastly | YES |  | Subscribed | Metered | Space | Caged | Sq Ft | 280 | 280 | 0 | 280 |  | 725000 | Subscribed | KW | 30 | 22.5923 | 7.4077 |  | 7.4077 | 30 | 22.5923 | 0 |  | Metered |  |  |  | 15182
L5 | NOI02 -TB-L8 -A-20 NOI02 -TB-L8 -A-21 | Chi Network | YES |  | Subscribed | Metered | Rack | Uncaged | Rack | 2 | 2 | 0 | 2 |  | 26666 | Subscribed | KW | 12 | 3.1131 | 8.8869 |  | 8.8869 | 12 | 3.1131 | 0 |  | Metered |  |  |  | 2092
| NOI02 -TB-L8 -B-19 NOI02 -TB-L8 -B-23 | ACRO ENGINEERING | YES |  | Subscribed | Bundled | Rack | Uncaged | Rack | 5 | 5 | 0 | 5 |  | 157500 | Subscribed | KW | 45 | 17.5134 | 27.4866 |  | 27.4866 | 45 | 17.5134 | 0 |  | Bundled |  |  |  | 11769
[6 empty] | Rack | 2 |  | Rack count | 7
[6 empty] | Space | 1 |  | Racks in Space | 13.3333
[6 empty] | U space | 0 |  | U space | 0
[9 empty] | Total | 20.3333
Note on J2: Sreejith G: Formula added
Note on Q2: Sreejith G: Formula
Note on AB2: Sreejith G: Formula
Note on AS3: Mayank: RHS
Note on AS4: Mayank: 5.93 KVA additional Power + 2 ECC
Note on AS20: Mayank: RHS
Note on AS21: Mayank: 5.93 KVA additional Power + 2 ECC